## list
Category 種類 | Type 類別 | Manufacturer 製造商 | Product Name 產品名稱 | Model 型號 | Test Standard(s) 測試標準 | Valid Until 有效至
Automatic Actuating Device | Emergency Exit Device | Alarm Lock System Inc. | Rim Type Panic Hardware | 250 | UL 305 | -
Automatic Actuating Device | Emergency Exit Device | Alarm Lock System Inc. | Rim Type Panic Hardware | 260 | UL 305 | -
Automatic Actuating Device | Emergency Exit Device | Alarm Lock System Inc. | Rim Type Panic Hardware | 700 | UL 305 | -
Automatic Actuating Device | Emergency Exit Device | Alarm Lock System Inc. | Rim Type Panic Hardware | 710 | UL 305 | -
Automatic Actuating Device | Emergency Exit Device | Alarm Lock System Inc. | Rim Type Panic Hardware | 260L | UL 305 | -
Automatic Actuating Device | Emergency Exit Device | Allgood plc | Panic Exit Devicce | 9310 | EN 1125 1997, Al: 2001 | -
Automatic Actuating Device | Emergency Exit Device | Allgood plc | Panic Exit Devicce | 9315 | EN 1125 1997, Al: 2001 | -
Automatic Actuating Device | Emergency Exit Device | Allgood plc | Panic Exit Devicce | 9310W | EN 1125 1997, Al: 2001 | -
Automatic Actuating Device | Emergency Exit Device | Allgood plc | Panic Exit Devicce | 9315W | EN 1125 1997, Al: 2001 | -
Automatic Actuating Device | Emergency Exit Device | Detex Corp. | Surface Mounted Rim Type Panic Hardware | 10 | ANSI/BHMA A156.3-1992, UL10B, UL 305 | -
Automatic Actuating Device | Emergency Exit Device | Detex Corp. | Surface Mounted Rim Type Panic Hardware | ECL-230D | UL 305 | -
Automatic Actuating Device | Emergency Exit Device | Detex Corp. | Surface Mounted Rim Type Panic Hardware | ECL-230D-PH | UL 305 | -
Automatic Actuating Device | Emergency Exit Device | Detex Corp. | Fire Exit Hardware | ECL-600 | UL 305 | -
Automatic Actuating Device | Emergency Exit Device | Detex Corp. | Panic Hardware | ECL-8010 | UL 305 | -
Automatic Actuating Device | Emergency Exit Device | Detex Corp. | Panic Hardware | ECL-8010W | UL 305 | -
Automatic Actuating Device | Emergency Exit Device | Detex Corp. | Panic Hardware | ECL-8015 | UL 305 | -
Automatic Actuating Device | Emergency Exit Device | Detex Corp. | Panic Hardware | ECL-8050 | UL 305 | -
Automatic Actuating Device | Emergency Exit Device | Detex Corp. | Panic Hardware, Surface Mounted Rim Type | V40-EB/EH | UL 305 | -
Automatic Actuating Device | Emergency Exit Device | Detex Corp. | Panic Hardware, Surface Mounted Rim Type | V40-LD/HD/CD/ES/ER/EL/EA/EB/EH/WI/W | UL 305 | -
Automatic Actuating Device | Emergency Exit Device | DORMA Door Controls Ltd. | Concealed Panic Bolt | AD4100 | BS EN 1125: 1997 | -
Automatic Actuating Device | Emergency Exit Device | DORMA Door Controls Ltd. | Rim Panic Latch | AD4300 | BS EN 1125: 1997 | -
Automatic Actuating Device | Emergency Exit Device | DORMA Door Controls Ltd. | Two Point Panic Bolt | AD4400 | BS EN 1125: 1997 | -
Automatic Actuating Device | Emergency Exit Device | DORMA Door Controls Ltd. | Mortise Panic Latch | AD4500 | BS EN 1125: 1997 | -
Automatic Actuating Device | Emergency Exit Device | DORMA Door Controls Ltd. | Three Point Panic Bolt | AD7200 | BS EN 1125: 1997 | -
Automatic Actuating Device | Emergency Exit Device | DORMA Door Controls Ltd. | Panic Latch | AD7300 | BS EN 1125: 1997 | -
Automatic Actuating Device | Emergency Exit Device | DORMA Door Controls Ltd. | Two Point Panic Bolt | AD7400 | BS EN 1125: 1997 | -
Automatic Actuating Device | Emergency Exit Device | DORMA Door Controls Ltd. | Rim Panic Latch | AD8300 | BS EN 1125: 1997 | -
Automatic Actuating Device | Emergency Exit Device | DORMA Door Controls Ltd. | Two Point Panic Bolt | AD8400 | BS EN 1125: 1997 | -
Automatic Actuating Device | Emergency Exit Device | Fred Duncombe Ltd. | Exidor 294 Single Panic Bolt Exit Device |  | BS 5725 Part 1 | -
Automatic Actuating Device | Emergency Exit Device | Fred Duncomble Ltd. | Exidor 293 Push Pad Single Panic Bolt | 293 | ESD 39002/98-05 | -
Automatic Actuating Device | Emergency Exit Device | Fred Duncomble Ltd. | Model 297 Push Pad | 297 | ESD 41608/98-01A | -
Automatic Actuating Device | Emergency Exit Device | Fred Duncomble Ltd. | Double Panic Bolt Exit Device | Exidor 295 | BS 5725 Part 1 | -
Automatic Actuating Device | Emergency Exit Device | Fred Duncomble Ltd. | Exidor Touch Bar Type 4004 3 Point Loading Pullman Catch Top & Bottom |  | BS EN 1125 | -
Automatic Actuating Device | Emergency Exit Device | Fred Duncomble Ltd. | Exidor Type 402 Touch Bar 2 Point Loading Top and Bottom |  | BS EN 1125 | -
Automatic Actuating Device | Emergency Exit Device | Fred Duncomble Ltd. | Exidor Touch Bar Latch Type 400 |  | BS EN 1125 | -
Automatic Actuating Device | Emergency Exit Device | Fred Duncomble Ltd. | Exidor Touch Bar Latch Type 311 |  | BS EN 1125 | -
Automatic Actuating Device | Emergency Exit Device | Fred Duncomble Ltd. | Exidor Panic Latch Type 296 |  | BS EN 1125 | -
Automatic Actuating Device | Emergency Exit Device | ISEO Serrature S.p.a. | Panic Exit Devicce | "IDEA" | EN 1125 1997, Al: 2001 | -
Automatic Actuating Device | Emergency Exit Device | ISEO Serrature S.p.a. | Panic Exit Devicce | "PUSH" | EN 1125 1997, Al: 2001 | -
Automatic Actuating Device | Emergency Exit Device | Nuova FEB S.r.l. | "LAMPO" Panic Exit Device for Single-leaf Door | 9049 | prEN 1125-1 | -
Automatic Actuating Device | Emergency Exit Device | Nuova FEB S.r.l. | "COMPOSIT" Panic Exit Device for single-leaf Door | 9501 | prEN 1125-1 | -
Automatic Actuating Device | Emergency Exit Device | Nuova FEB S.r.l. | Panic Exit Device "COMPOSIT" - 2 Door Leaf" | 9501 | prEN 1125-1: 1995 | -
Automatic Actuating Device | Emergency Exit Device | Nuova FEB S.r.l. | Panic Exit Device "COMPOSIT" - 2 Door Leaf" | 9530 | prEN 1125-1: 1995 | -
Automatic Actuating Device | Emergency Exit Device | Nuova FEB S.r.l. | "COMPOSIT" Panic Exit Device for single-leaf Door | 9531 | prEN 1125-1 | -
Automatic Actuating Device | Emergency Exit Device | Nuova FEB S.r.l. | Panic Exit Device "LAMPO - 2 Door Leaf" | 9009/D | prEN 1125-1: 1995 | -
Automatic Actuating Device | Emergency Exit Device | Nuova FEB S.r.l. | Panic Exit Device "LAMPO - 2 Door Leaf" | 9050/A | prEN 1125-1: 1995 | -
Automatic Actuating Device | Emergency Exit Device | Nuova FEB S.r.l. | Panic Exit Device "LAMPO - 2 Door Leaf" | 9309/AR 1000 | prEN 1125-1: 1995 | -
Automatic Actuating Device | Emergency Exit Device | Nuova FEB S.r.l. | Panic Exit Device "LAMPO - 2 Door Leaf" | 9309/AR 1000 | prEN 1125-1: 1995 | -
Automatic Actuating Device | Emergency Exit Device | Nuova FEB S.r.l. | Panic Exit Device "COMPOSIT" - 2 Door Leaf" | 9309/AR 1000 | prEN 1125-1: 1995 | -
Automatic Actuating Device | Emergency Exit Device | Nuova FEB S.r.l. | "LAMPO" Panic Exit Device for Single-leaf Door | 9309/IN 1000 | prEN 1125-1 | -
Automatic Actuating Device | Emergency Exit Device | Nuova FEB S.r.l. | "COMPOSIT" Panic Exit Device for single-leaf Door | 9309/IN 1000 | prEN 1125-1 | -
Automatic Actuating Device | Emergency Exit Device | Sargebt and Co | 6804- Outside key retracts latch bolt | 6804 | UL 305 | -
Automatic Actuating Device | Emergency Exit Device | Sargebt and Co | 6810- No outside operation | 6810 | UL 305 | -
Automatic Actuating Device | Emergency Exit Device | Sargebt and Co | 6863- Outside key sets thumb piece | 6863 | UL 305 | -
Automatic Actuating Device | Emergency Exit Device | Sargent & Greenleaf Inc. | Surface Mounted Panic Hardware | A-101, A102 | UL 305 | -
Automatic Actuating Device | Emergency Exit Device | Secovill Security Products Div. | 2000 Rim Type Panic Hardware | 2000 | UL 305 | -
Automatic Actuating Device | Emergency Exit Device | Secovill Security Products Div. | 2010 & 2010D Vertical Rod Type Panic Hardware | 2010 | UL 305 | -
Automatic Actuating Device | Emergency Exit Device | Secovill Security Products Div. | 2010 & 2010D Vertical Rod Type Panic Hardware | 2010 D | UL 305 | -
Automatic Actuating Device | Emergency Exit Device | Von Duprin Inc. | Controlled Exit Panic Device | CX9827 | UL 305 | -
Automatic Actuating Device | Emergency Exit Device | Von Duprin Inc. | Controlled Exit Panic Device | CX9847 | UL 305 | -
Automatic Actuating Device | Emergency Exit Device | Von Duprin Inc. | Controlled Exit Panic Device | CX9847WDC | UL 305 | -
Automatic Actuating Device | Emergency Exit Device | Von Duprin Inc. | Controlled Exit Panic Device | CX9857 | UL 305 | -
Automatic Actuating Device | Emergency Exit Device | Von Duprin Inc. | Controlled Exit Panic Device | CX9875 | UL 305 | -
Automatic Actuating Device | Emergency Exit Device | Von Duprin Inc. | Controlled Exit Panic Device | CX9927 | UL 305 | -
Automatic Actuating Device | Emergency Exit Device | Von Duprin Inc. | Controlled Exit Panic Device | CX9947 | UL 305 | -
Automatic Actuating Device | Emergency Exit Device | Von Duprin Inc. | Controlled Exit Panic Device | CX9947WDC | UL 305 | -
Automatic Actuating Device | Emergency Exit Device | Von Duprin Inc. | Controlled Exit Panic Device | CX9957 | UL 305 | -
Automatic Actuating Device | Emergency Exit Device | Von Duprin Inc. | Controlled Exit Panic Device | CX9975 | UL 305 | -
Automatic Actuating Device | Emergency Exit Device | Von Duprin Inc. | Controlled Exit Panic Device | Series: CX98/99 | UL 305 | -
Automatic Actuating Device | Emergency Exit Device | Von Duprin Inc. | Controlled Exit Panic Device | Series: RCM99 | UL 305 | -
Automatic Actuating Device | Emergency Exit Device | Yale Security Inc. | 1500 Rim Type Panic Hardware | 1500 | UL 305 | -
Automatic Actuating Device | Emergency Exit Device | Yale Security Inc. | Surface Vertical Rod Panic Hardware Model 1510 | 1510 | UL 305 | -
Automatic Actuating Device | Emergency Exit Device | Yale Security Inc. | Concealed Vertical Rod Panic Hardware Model 1520 | 1520 | UL 305 | -
Automatic Actuating Device | Emergency Exit Device | Yale Security Inc. | 1530 Mortise Type Panic Hardware | 1530 | UL 305 | -
Automatic Actuating Device | Emergency Exit Device | Yale Security Inc. | 2100 Surface Mounted Rim Type Panic Hardware | 2100 | UL 305 | -
Automatic Actuating Device | Emergency Exit Device | Yale Security Inc. | 7100, 7200, 7200M Rim Type Panic Hardware | 7100 | UL 305 | -
Automatic Actuating Device | Emergency Exit Device | Yale Security Inc. | 7110, 7170, 7210 Surface Vertical Rod Type Panic Hardware | 7110 | UL 305 | -
Automatic Actuating Device | Emergency Exit Device | Yale Security Inc. | 7120, 7160, 7220 Concealed Vertical Rod Type Panic Hardware | 7120 | UL 305 | -
Automatic Actuating Device | Emergency Exit Device | Yale Security Inc. | 7130 Mortise Type Panic Hardware | 7130 | UL 305 | -
Automatic Actuating Device | Emergency Exit Device | Yale Security Inc. | Concealed Vertical Rod Type Panic Hardware | 7140 | UL 305 | -
Automatic Actuating Device | Emergency Exit Device | Yale Security Inc. | 7150, 7250 Sqyare Bolt Rim Type Panic Hardware | 7150 | UL 305 | -
Automatic Actuating Device | Emergency Exit Device | Yale Security Inc. | 7120, 7160, 7220 Concealed Vertical Rod Type Panic Hardware | 7160 | UL 305 | -
Automatic Actuating Device | Emergency Exit Device | Yale Security Inc. | 7110, 7170, 7210 Surface Vertical Rod Type Panic Hardware | 7170 | UL 305 | -
Automatic Actuating Device | Emergency Exit Device | Yale Security Inc. | 7100, 7200, 7200M Rim Type Panic Hardware | 7200 | UL 305 | -
Automatic Actuating Device | Emergency Exit Device | Yale Security Inc. | 7110, 7170, 7210 Surface Vertical Rod Type Panic Hardware | 7210 | UL 305 | -
Automatic Actuating Device | Emergency Exit Device | Yale Security Inc. | 7120, 7160, 7220 Concealed Vertical Rod Type Panic Hardware | 7220 | UL 305 | -
Automatic Actuating Device | Emergency Exit Device | Yale Security Inc. | 7150, 7250 Sqyare Bolt Rim Type Panic Hardware | 7250 | UL 305 | -
Automatic Actuating Device | Emergency Exit Device | Yale Security Inc. | 7100, 7200, 7200M Rim Type Panic Hardware | 7200 M | UL 305 | -
Automatic Actuating Device | Emergency Exit Device | 駿瑋達科技（深圳）有限公司 | 推閂式機械逃生門鎖 | TTS-JF1.50-III | GB30051-2013 | -
Automatic Actuating Device | Emergency Exit Device | 駿瑋達科技（深圳）有限公司 | 防火鎖 | V80 | GB 12955-2008, QB/T 2474-2000 | -
Automatic Actuating Device | Electromagnetic Door Releasing Device | Allgood | Electrical hold open double acting floor spring | 9431/4 (Size 4) | BS EN 1155: 1997 | -
Automatic Actuating Device | Electromagnetic Door Releasing Device | Allgood PLC | Electrically Powered Free Swing Closer | 9451 | BS EN 1155: 1997 | -
Automatic Actuating Device | Electromagnetic Door Releasing Device | Allgood PLC | Electrically Powered Free Swing Closer | 9461 | BS EN 1155: 1997 | -
Automatic Actuating Device | Electromagnetic Door Releasing Device | Allgood PLC | Electrically Powered Free Swing Closer | 9466 | BS EN 1155: 1997 | -
Automatic Actuating Device | Electromagnetic Door Releasing Device | Allgood PLC | Electromagnetic door holders | 9408 Floor Mounted | EN 1155 1997 + AI: 2002 | -
Automatic Actuating Device | Electromagnetic Door Releasing Device | Allgood PLC | Electromagnetic door holders | 9409 Wall Mounted | EN 1155 1997 + AI: 2002 | -
Automatic Actuating Device | Electromagnetic Door Releasing Device | Allgood PLC | Electromagnetic door holders | 9410 Adaptor Box | EN 1155 1997 + AI: 2002 | -
Automatic Actuating Device | Electromagnetic Door Releasing Device | Dorma GmbH & Co KG | Electrically powered hold open devices | EM 100 A 24 V AC/DC MAG | DIN EN 1155: 2003-04 | -
Automatic Actuating Device | Electromagnetic Door Releasing Device | Dorma GmbH & Co KG | Electrically powered hold open devices | EM 100 G 24 V AC/DC MAG | DIN EN 1155: 2003-04 | -
Automatic Actuating Device | Electromagnetic Door Releasing Device | Dorma GmbH & Co KG | Electrically powered hold open devices | EM 100 G 24 V AC/DC MAT | DIN EN 1155: 2003-04 | -
Automatic Actuating Device | Electromagnetic Door Releasing Device | Dorma GmbH & Co KG | Electrically powered hold open devices | EM 100 G 24 V AC/DC MAW | DIN EN 1155: 2003-04 | -
Automatic Actuating Device | Electromagnetic Door Releasing Device | Dorma GmbH & Co KG | Electrically powered hold open devices | EM 500 A 24 V AC/DC MAG | DIN EN 1155: 2003-04 | -
Automatic Actuating Device | Electromagnetic Door Releasing Device | Dorma GmbH & Co KG | Electrically powered hold open devices | EM 500 G 24 V AC/DC MAG | DIN EN 1155: 2003-04 | -
Automatic Actuating Device | Electromagnetic Door Releasing Device | Dorma GmbH & Co KG | Electrically powered hold open devices | EM 500 G 24 V AC/DC MAT | DIN EN 1155: 2003-04 | -
Automatic Actuating Device | Electromagnetic Door Releasing Device | Dorma GmbH & Co KG | Electrically powered hold open devices | EM 500 G 24 V AC/DC MAW | DIN EN 1155: 2003-04 | -
Automatic Actuating Device | Electromagnetic Door Releasing Device | Dorma GmbH & Co KG | Electrically powered hold open devices | EM 500 U 24 V AC/DC MAG | DIN EN 1155: 2003-04 | -
Automatic Actuating Device | Electromagnetic Door Releasing Device | Edwards Co Inc. | Electronicmagnetic Door Holder | 1501 | UL 228 | -
Automatic Actuating Device | Electromagnetic Door Releasing Device | Edwards Co Inc. | Electronicmagnetic Door Holder | 1502 | UL 228 | -
Automatic Actuating Device | Electromagnetic Door Releasing Device | Edwards Co Inc. | Electronicmagnetic Door Holder | 1504 | UL 228 | -
Automatic Actuating Device | Electromagnetic Door Releasing Device | Edwards Co Inc. | Electronicmagnetic Door Holder | 1505 | UL 228 | -
Automatic Actuating Device | Electromagnetic Door Releasing Device | Edwards Co Inc. | Electronicmagnetic Door Holder | 1508 | UL 228 | -
Automatic Actuating Device | Electromagnetic Door Releasing Device | Edwards Co Inc. | Electronicmagnetic Door Holder | 1509 | UL 228 | -
Automatic Actuating Device | Electromagnetic Door Releasing Device | ESB Schulte Baubeschlage GmbH & Co KG | Electrically powered hold open devices | "ESB EF" | DIN EN 1155:2003-04 | -
Automatic Actuating Device | Electromagnetic Door Releasing Device | ESB Schulte Baubeschlage GmbH & Co KG | Electrically powered hold open devices | "ESB SR EF 1S" | DIN EN 1155:2003-04 | -
Automatic Actuating Device | Electromagnetic Door Releasing Device | Firemark, A Div. of Rixson Inc. | Door Holder | FM-980 | UL 228 | -
Automatic Actuating Device | Electromagnetic Door Releasing Device | Firemark, A Div. of Rixson Inc. | Door Holder | FM-981 | UL 228 | -
Automatic Actuating Device | Electromagnetic Door Releasing Device | Firemark, A Div. of Rixson Inc. | Door Holder | FM-990 | UL 228 | -
Automatic Actuating Device | Electromagnetic Door Releasing Device | Firemark, A Div. of Rixson Inc. | Door Holder | FM-995 | UL 228 | -
Automatic Actuating Device | Electromagnetic Door Releasing Device | Firemark, A Div. of Rixson Inc. | Door Holder | FM-996 | UL 228 | -
Automatic Actuating Device | Electromagnetic Door Releasing Device | Firemark, A Div. of Rixson Inc. | Door Holder | FM-997 | UL 228 | -
Automatic Actuating Device | Electromagnetic Door Releasing Device | Firemark, A Div. of Rixson Inc. | Door Holder | FM-998 | UL 228 | -
Automatic Actuating Device | Electromagnetic Door Releasing Device | Firemark, A Div. of Rixson Inc. | Door Holder | FM-999 | UL 228 | -
Automatic Actuating Device | Electromagnetic Door Releasing Device | Jebron Ltd. | Electro hold open/free swing door closer | 9870 | BS EN 1155: 1997 | -
Automatic Actuating Device | Electromagnetic Door Releasing Device | Radionics, Div. of Detection System Inc. | Electronic Door Release | D370B | UL 864 VII | -
Automatic Actuating Device | Electromagnetic Door Releasing Device | Radionics, Div. of Detection System Inc. | Electronic Door Release | D370C | UL 864 VII | -
Automatic Actuating Device | Electromagnetic Door Releasing Device | Radionics, Div. of Detection System Inc. | Electronic Door Release | D371B | UL 864 VII | -
Automatic Actuating Device | Electromagnetic Door Releasing Device | Radionics, Div. of Detection System Inc. | Electronic Door Release | D371C | UL 864 VII | -
Automatic Actuating Device | Electromagnetic Door Releasing Device | Radionics, Div. of Detection System Inc. | Electronic Door Release | D372B | UL 864 VII | -
Automatic Actuating Device | Electromagnetic Door Releasing Device | Radionics, Div. of Detection System Inc. | Electronic Door Release | D372C | UL 864 VII | -
Automatic Fixed Installation other than Water |  | 北京利達華信電子有限公司 | 氣體滅火控制器 | JB-QB-LD5502ENI | B16806-2006 | -
Automatic Fixed Installation other than Water |  | 深圳市奧瑞那光子技術有限公司 | 氣體滅火控制器 | JB-QB-0DM04 | GB16806-1997 | -
Automatic Fixed Installation other than Water |  |  | Abort Switch | 2-010-0144 |  | -
Automatic Fixed Installation other than Water |  |  | Main/Reserve Switch | 2-010-0145 |  | -
Automatic Fixed Installation other than Water | Fixed Carbon Dioxide Installation | Ansul Co | Carbon Dioxide Extinguishing System Unit | CV-90 | UL | -
Automatic Fixed Installation other than Water | Fixed Carbon Dioxide Installation | Ansul Preferred CO2, Division of Ansul Incorporated | Engineered Low Pressure Carbon Dioxide Fire Extinguishing System |  | NFPA 12: 1993, FMRDAS 5214, UL 1058, FMRASEUE 3802, ANSI/ASHARE 15-1989 | -
Automatic Fixed Installation other than Water | Fixed Carbon Dioxide Installation | Chemetron File System | Control Unit Accessories - CO2 Discharge switch | 2-010-0139 | UL | -
Automatic Fixed Installation other than Water | Fixed Carbon Dioxide Installation | Chemetron File System | Control Unit Accessories - CO2 Discharge switch | 2-010-0140 | UL | -
Automatic Fixed Installation other than Water | Fixed Carbon Dioxide Installation | Chemetron File System | Chemetron CO2 Systen |  |  | -
Automatic Fixed Installation other than Water | Fixed Carbon Dioxide Installation | Chemetron File System, Inc | Aluminum and stainless steel radial nozzles | Aluminum (C1-037-1271), Stainless(C1-037-1300)), Pipe Size(1/4") |  | -
Automatic Fixed Installation other than Water | Fixed Carbon Dioxide Installation | Chemetron File System, Inc | Aluminum and stainless steel radial nozzles | Aluminum (C1-037-1272), Stainless(C1-037-1301)), Pipe Size(3/8") |  | -
Automatic Fixed Installation other than Water | Fixed Carbon Dioxide Installation | Chemetron File System, Inc | Aluminum and stainless steel radial nozzles | Aluminum (C1-037-1273), Stainless(C1-037-1302)), Pipe Size(1/2") |  | -
Automatic Fixed Installation other than Water | Fixed Carbon Dioxide Installation | Chemetron File System, Inc | Aluminum and stainless steel radial nozzles | Aluminum (C1-037-1274), Stainless(C1-037-1303)), Pipe Size(3/4") |  | -
Automatic Fixed Installation other than Water | Fixed Carbon Dioxide Installation | Chemetron File System, Inc | Aluminum and stainless steel radial nozzles | Aluminum (C1-037-1275), Stainless(C1-037-1304)), Pipe Size(1") |  | -
Automatic Fixed Installation other than Water | Fixed Carbon Dioxide Installation | Chemetron File System, Inc | Aluminum and stainless steel radial nozzles | Aluminum (C1-037-1276), Stainless(C1-037-1305)), Pipe Size(1 1/4") |  | -
Automatic Fixed Installation other than Water | Fixed Carbon Dioxide Installation | Chemetron File System, Inc | Aluminum and stainless steel radial nozzles | Aluminum (C1-037-1277), Stainless(C1-037-1306)), Pipe Size(1 1/2") |  | -
Automatic Fixed Installation other than Water | Fixed Carbon Dioxide Installation | Chemetron File System, Inc | Aluminum and stainless steel radial nozzles | Aluminum (C1-037-1278), Stainless(C1-037-1307)), Pipe Size(2") |  | -
Automatic Fixed Installation other than Water | Fixed Carbon Dioxide Installation | Chubb Fire | Control Unit, Local and Auxilliary System Type | 3000 | ULC | -
Automatic Fixed Installation other than Water | Fixed Carbon Dioxide Installation | Chubb Fire Security | Fixed CO2 Gas Extinguishing System |  | FM | -
Automatic Fixed Installation other than Water | Fixed Carbon Dioxide Installation | Fike Corp. | Carbon Dioxide Fire Extinguishing System |  | UL | -
Automatic Fixed Installation other than Water | Fixed Carbon Dioxide Installation | Kidde | High Pressure Carbon Dioixde System |  |  | -
Automatic Fixed Installation other than Water | Fixed Carbon Dioxide Installation | Pyrene Fire Security Inc. | Latch Type Pull Box | 90668 | FMRC | -
Automatic Fixed Installation other than Water | Fixed Carbon Dioxide Installation | Pyrene Fire Security Inc. | Nitrogen Actuation Assembly | 93814 | FMRC | -
Automatic Fixed Installation other than Water | Fixed Carbon Dioxide Installation | Pyrozone Manufacturing Pty Ltd. | Control Valve 2" | 178-100-20N Series PYRJEH50 | FMRC 0W1Q7.AF | -
Automatic Fixed Installation other than Water | Fixed Carbon Dioxide Installation | Pyrozone Manufacturing Pty Ltd. | Control Valve 1" | 178-40-20N Series PYRJEH 25 | FMRC 0W1Q7.AF | -
Automatic Fixed Installation other than Water | Fixed Carbon Dioxide Installation | Pyrozone Pty. Ltd. | Modular Low Pressure Carbon Dioxide Fire Extinguishing Plant | 100 | SSL | -
Automatic Fixed Installation other than Water | Fixed Carbon Dioxide Installation | Pyrozone Pty. Ltd. | Modular Low Pressure Carbon Dioxide Fire Extinguishing Plant | 300 | SSL | -
Automatic Fixed Installation other than Water | Fixed Carbon Dioxide Installation | Pyrozone Pty. Ltd. | Modular Low Pressure Carbon Dioxide Fire Extinguishing Plant | 500 | SSL | -
Automatic Fixed Installation other than Water | Fixed Carbon Dioxide Installation | Pyrozone Sales Pty. Ltd. | Pyrozone Control Zone | 87-100-10 2" Series PYRJEH50 | ANSI/UL 1058, NFPA 2001 | -
Automatic Fixed Installation other than Water | Fixed Carbon Dioxide Installation | Pyrozone Sales Pty. Ltd. | Pyrozone Control Zone | 87-40-10 1" Series PYRJEH25 |  | -
Automatic Fixed Installation other than Water | Fixed Carbon Dioxide Installation | SES Cease Fire | High Pressure General Use, Carbon Dioxide Extinguishing System Unit |  | ULC C614 | -
Automatic Fixed Installation other than Water | Fixed Carbon Dioxide Installation | Siemens Building Technologies AG, Cerberus Division | Cerexen CO2 Fire Extinguishing System |  | VdS 2545: 1998-12 | -
Automatic Fixed Installation other than Water | Fixed Carbon Dioxide Installation | Total Walther | Total Walther high pressure CO2 System |  | VdS | -
Automatic Fixed Installation other than Water | Fixed Carbon Dioxide Installation | Total Walther | High Pressure CO2 Fire Suppression System |  | VdS | -
Automatic Fixed Installation other than Water | Fixed Carbon Dioxide Installation | Total Walther Feuerschutz GmbH | KH-nozzles | 5-046-02 | VdS | -
Automatic Fixed Installation other than Water | Fixed Carbon Dioxide Installation | Walter Kidde | Small Discharge Nozzle | S | WFRC | -
Automatic Fixed Installation other than Water | Fixed Carbon Dioxide Installation | Walter Kidde | Halogenated Agent Extinguishing System |  | UL | -
Automatic Fixed Installation other than Water | Fixed Carbon Dioxide Installation | 廣東勝捷消防設備有限公司 | 高壓二氧化碳滅火系統 | ZE-45 | GB16669-1996 | -
Automatic Fixed Installation other than Water | Fixed Carbon Dioxide Installation |  | 5/8" Flexible Connector | 92122 | ULC | -
Automatic Fixed Installation other than Water | Fixed Carbon Dioxide Installation |  | Solenoid Actuator 24V DC 1A | 94871 | ULC | -
Automatic Fixed Installation other than Water | Fixed Carbon Dioxide Installation |  | Solenoid Actuator 24V DC 1A | 94872 | ULC | -
Automatic Fixed Installation other than Water | Fixed Carbon Dioxide Installation |  | CO2 Discharge switch | 2-010-0139 |  | -
Automatic Fixed Installation other than Water | Fixed Carbon Dioxide Installation |  | CO2 Discharge switch | 2-010-0140 |  | -
Automatic Fixed Installation other than Water | Fixed Carbon Dioxide Installation |  | Chemetron CO2 Equipment |  | UL | -
Automatic Fixed Installation other than Water | Fixed Clean Agent Installation |  | Engineered-Unbalanced Halon 1301 Fire Extinguishing System | System 32 | FM | -
Automatic Fixed Installation other than Water | Fixed Clean Agent Installation | AFA | Halon 1301 System | Halon 1301 |  | -
Automatic Fixed Installation other than Water | Fixed Clean Agent Installation | Amerex Corp. | Stored Pressure Type Wet Chemical Extinguishing System Unit | KP375 | UL 300, NFPA 17AA, UL 1254 | -
Automatic Fixed Installation other than Water | Fixed Clean Agent Installation | Amerex Fire International Ltd. | Wet Chemical Solution extinguishing system | KP375 | UL 300, UL 1254 | -
Automatic Fixed Installation other than Water | Fixed Clean Agent Installation | Amerex Fire International Ltd. | Wet Chemical Solution extinguishing system | KP600 | UL 300, UL 1254 | -
Automatic Fixed Installation other than Water | Fixed Clean Agent Installation | Amerex Fire International Ltd. | Wet Chemical Solution extinguishing system | Zone Defense | UL 300, UL 1254 | -
Automatic Fixed Installation other than Water | Fixed Clean Agent Installation | Ansul | Halon 1301 Fire Suppression System Components Pressure Trip | 5156 | UL | -
Automatic Fixed Installation other than Water | Fixed Clean Agent Installation | Ansul | Halon 1301 Fire Suppression System |  | UL | -
Automatic Fixed Installation other than Water | Fixed Clean Agent Installation | Ansul Inc. | Valve | CV-98 | ANSI/UL 1058 | -
Automatic Fixed Installation other than Water | Fixed Clean Agent Installation | Ansul Inc. | Engineered Clean Agent Extinguishing System Unit containing 3M TM Novec TM 1230 Fire Protection Fluid | Sapphire | UL 2166 | -
Automatic Fixed Installation other than Water | Fixed Clean Agent Installation | Ansul Inc. | Water Assisted Wet Chemical Solution Extinguishing System | UL 300, UL 1254 | Piranha | -
Automatic Fixed Installation other than Water | Fixed Clean Agent Installation | Ansul Inc. | Engineered Inergen (IG-541) Clean Agent Extinguishing System Units |  | UL 2127 | -
Automatic Fixed Installation other than Water | Fixed Clean Agent Installation | Ansul Incorporated | Clean Agent File Fxtinguishing System Unit, engineered type |  | UL 1058, NFPA 2001 | -
Automatic Fixed Installation other than Water | Fixed Clean Agent Installation | BSCO Inc. | Series 740 Automatic Fire Extinguishers charged with Dupont FE-227 Clearn Extinguishing Agent | A740-100 | NFPA 2001, UL 2166 | -
Automatic Fixed Installation other than Water | Fixed Clean Agent Installation | BSCO Inc. | Series 740 Automatic Fire Extinguishers charged with Dupont FE-227 Clearn Extinguishing Agent | A740-1000 | NFPA 2001, UL 2166 | -
Automatic Fixed Installation other than Water | Fixed Clean Agent Installation | BSCO Inc. | Series 740 Automatic Fire Extinguishers charged with Dupont FE-227 Clearn Extinguishing Agent | A740-125 | NFPA 2001, UL 2166 | -
Automatic Fixed Installation other than Water | Fixed Clean Agent Installation | BSCO Inc. | Series 740 Automatic Fire Extinguishers charged with Dupont FE-227 Clearn Extinguishing Agent | A740-150 | NFPA 2001, UL 2166 | -
Automatic Fixed Installation other than Water | Fixed Clean Agent Installation | BSCO Inc. | Series 740 Automatic Fire Extinguishers charged with Dupont FE-227 Clearn Extinguishing Agent | A740-200 | NFPA 2001, UL 2166 | -
Automatic Fixed Installation other than Water | Fixed Clean Agent Installation | BSCO Inc. | Series 740 Automatic Fire Extinguishers charged with Dupont FE-227 Clearn Extinguishing Agent | A740-250 | NFPA 2001, UL 2166 | -
Automatic Fixed Installation other than Water | Fixed Clean Agent Installation | BSCO Inc. | Series 740 Automatic Fire Extinguishers charged with Dupont FE-227 Clearn Extinguishing Agent | A740-300 | NFPA 2001, UL 2166 | -
Automatic Fixed Installation other than Water | Fixed Clean Agent Installation | BSCO Inc. | Series 740 Automatic Fire Extinguishers charged with Dupont FE-227 Clearn Extinguishing Agent | A740-350 | NFPA 2001, UL 2166 | -
Automatic Fixed Installation other than Water | Fixed Clean Agent Installation | BSCO Inc. | Series 740 Automatic Fire Extinguishers charged with Dupont FE-227 Clearn Extinguishing Agent | A740-400 | NFPA 2001, UL 2166 | -
Automatic Fixed Installation other than Water | Fixed Clean Agent Installation | BSCO Inc. | Series 740 Automatic Fire Extinguishers charged with Dupont FE-227 Clearn Extinguishing Agent | A740-450 | NFPA 2001, UL 2166 | -
Automatic Fixed Installation other than Water | Fixed Clean Agent Installation | BSCO Inc. | Series 740 Automatic Fire Extinguishers charged with Dupont FE-227 Clearn Extinguishing Agent | A740-50 | NFPA 2001, UL 2166 | -
Automatic Fixed Installation other than Water | Fixed Clean Agent Installation | BSCO Inc. | Series 740 Automatic Fire Extinguishers charged with Dupont FE-227 Clearn Extinguishing Agent | A740-500 | NFPA 2001, UL 2166 | -
Automatic Fixed Installation other than Water | Fixed Clean Agent Installation | BSCO Inc. | Series 740 Automatic Fire Extinguishers charged with Dupont FE-227 Clearn Extinguishing Agent | A740-550 | NFPA 2001, UL 2166 | -
Automatic Fixed Installation other than Water | Fixed Clean Agent Installation | BSCO Inc. | Series 740 Automatic Fire Extinguishers charged with Dupont FE-227 Clearn Extinguishing Agent | A740-600 | NFPA 2001, UL 2166 | -
Automatic Fixed Installation other than Water | Fixed Clean Agent Installation | BSCO Inc. | Series 740 Automatic Fire Extinguishers charged with Dupont FE-227 Clearn Extinguishing Agent | A740-650 | NFPA 2001, UL 2166 | -
Automatic Fixed Installation other than Water | Fixed Clean Agent Installation | BSCO Inc. | Series 740 Automatic Fire Extinguishers charged with Dupont FE-227 Clearn Extinguishing Agent | A740-700 | NFPA 2001, UL 2166 | -
Automatic Fixed Installation other than Water | Fixed Clean Agent Installation | BSCO Inc. | Series 740 Automatic Fire Extinguishers charged with Dupont FE-227 Clearn Extinguishing Agent | A740-75 | NFPA 2001, UL 2166 | -
Automatic Fixed Installation other than Water | Fixed Clean Agent Installation | BSCO Inc. | Series 740 Automatic Fire Extinguishers charged with Dupont FE-227 Clearn Extinguishing Agent | A740-750 | NFPA 2001, UL 2166 | -
Automatic Fixed Installation other than Water | Fixed Clean Agent Installation | BSCO Inc. | Series 740 Automatic Fire Extinguishers charged with Dupont FE-227 Clearn Extinguishing Agent | A740-800 | NFPA 2001, UL 2166 | -
Automatic Fixed Installation other than Water | Fixed Clean Agent Installation | BSCO Inc. | Series 740 Automatic Fire Extinguishers charged with Dupont FE-227 Clearn Extinguishing Agent | A740-900 | NFPA 2001, UL 2166 | -
Automatic Fixed Installation other than Water | Fixed Clean Agent Installation | BSCO Inc. | Series 740 Manual Fire Extinguishers charged with Dupont FE-227 Clearn Extinguishing Agent | M740-100 | NFPA 2001, UL 2166 | -
Automatic Fixed Installation other than Water | Fixed Clean Agent Installation | BSCO Inc. | Series 740 Manual Fire Extinguishers charged with Dupont FE-227 Clearn Extinguishing Agent | M740-1000 | NFPA 2001, UL 2166 | -
Automatic Fixed Installation other than Water | Fixed Clean Agent Installation | BSCO Inc. | Series 740 Manual Fire Extinguishers charged with Dupont FE-227 Clearn Extinguishing Agent | M740-1100 | NFPA 2001, UL 2166 | -
Automatic Fixed Installation other than Water | Fixed Clean Agent Installation | BSCO Inc. | Series 740 Manual Fire Extinguishers charged with Dupont FE-227 Clearn Extinguishing Agent | M740-1200 | NFPA 2001, UL 2166 | -
Automatic Fixed Installation other than Water | Fixed Clean Agent Installation | BSCO Inc. | Series 740 Manual Fire Extinguishers charged with Dupont FE-227 Clearn Extinguishing Agent | M740-125 | NFPA 2001, UL 2166 | -
Automatic Fixed Installation other than Water | Fixed Clean Agent Installation | BSCO Inc. | Series 740 Manual Fire Extinguishers charged with Dupont FE-227 Clearn Extinguishing Agent | M740-1300 | NFPA 2001, UL 2166 | -
Automatic Fixed Installation other than Water | Fixed Clean Agent Installation | BSCO Inc. | Series 740 Manual Fire Extinguishers charged with Dupont FE-227 Clearn Extinguishing Agent | M740-1400 | NFPA 2001, UL 2166 | -
Automatic Fixed Installation other than Water | Fixed Clean Agent Installation | BSCO Inc. | Series 740 Manual Fire Extinguishers charged with Dupont FE-227 Clearn Extinguishing Agent | M740-150 | NFPA 2001, UL 2166 | -
Automatic Fixed Installation other than Water | Fixed Clean Agent Installation | BSCO Inc. | Series 740 Manual Fire Extinguishers charged with Dupont FE-227 Clearn Extinguishing Agent | M740-1500 | NFPA 2001, UL 2166 | -
Automatic Fixed Installation other than Water | Fixed Clean Agent Installation | BSCO Inc. | Series 740 Manual Fire Extinguishers charged with Dupont FE-227 Clearn Extinguishing Agent | M740-200 | NFPA 2001, UL 2166 | -
Automatic Fixed Installation other than Water | Fixed Clean Agent Installation | BSCO Inc. | Series 740 Manual Fire Extinguishers charged with Dupont FE-227 Clearn Extinguishing Agent | M740-250 | NFPA 2001, UL 2166 | -
Automatic Fixed Installation other than Water | Fixed Clean Agent Installation | BSCO Inc. | Series 740 Manual Fire Extinguishers charged with Dupont FE-227 Clearn Extinguishing Agent | M740-300 | NFPA 2001, UL 2166 | -
Automatic Fixed Installation other than Water | Fixed Clean Agent Installation | BSCO Inc. | Series 740 Manual Fire Extinguishers charged with Dupont FE-227 Clearn Extinguishing Agent | M740-350 | NFPA 2001, UL 2166 | -
Automatic Fixed Installation other than Water | Fixed Clean Agent Installation | BSCO Inc. | Series 740 Manual Fire Extinguishers charged with Dupont FE-227 Clearn Extinguishing Agent | M740-400 | NFPA 2001, UL 2166 | -
Automatic Fixed Installation other than Water | Fixed Clean Agent Installation | BSCO Inc. | Series 740 Manual Fire Extinguishers charged with Dupont FE-227 Clearn Extinguishing Agent | M740-450 | NFPA 2001, UL 2166 | -
Automatic Fixed Installation other than Water | Fixed Clean Agent Installation | BSCO Inc. | Series 740 Manual Fire Extinguishers charged with Dupont FE-227 Clearn Extinguishing Agent | M740-50 | NFPA 2001, UL 2166 | -
Automatic Fixed Installation other than Water | Fixed Clean Agent Installation | BSCO Inc. | Series 740 Manual Fire Extinguishers charged with Dupont FE-227 Clearn Extinguishing Agent | M740-500 | NFPA 2001, UL 2166 | -
Automatic Fixed Installation other than Water | Fixed Clean Agent Installation | BSCO Inc. | Series 740 Manual Fire Extinguishers charged with Dupont FE-227 Clearn Extinguishing Agent | M740-550 | NFPA 2001, UL 2166 | -
Automatic Fixed Installation other than Water | Fixed Clean Agent Installation | BSCO Inc. | Series 740 Manual Fire Extinguishers charged with Dupont FE-227 Clearn Extinguishing Agent | M740-600 | NFPA 2001, UL 2166 | -
Automatic Fixed Installation other than Water | Fixed Clean Agent Installation | BSCO Inc. | Series 740 Manual Fire Extinguishers charged with Dupont FE-227 Clearn Extinguishing Agent | M740-650 | NFPA 2001, UL 2166 | -
Automatic Fixed Installation other than Water | Fixed Clean Agent Installation | BSCO Inc. | Series 740 Manual Fire Extinguishers charged with Dupont FE-227 Clearn Extinguishing Agent | M740-700 | NFPA 2001, UL 2166 | -
Automatic Fixed Installation other than Water | Fixed Clean Agent Installation | BSCO Inc. | Series 740 Manual Fire Extinguishers charged with Dupont FE-227 Clearn Extinguishing Agent | M740-75 | NFPA 2001, UL 2166 | -
Automatic Fixed Installation other than Water | Fixed Clean Agent Installation | BSCO Inc. | Series 740 Manual Fire Extinguishers charged with Dupont FE-227 Clearn Extinguishing Agent | M740-750 | NFPA 2001, UL 2166 | -
Automatic Fixed Installation other than Water | Fixed Clean Agent Installation | BSCO Inc. | Series 740 Manual Fire Extinguishers charged with Dupont FE-227 Clearn Extinguishing Agent | M740-800 | NFPA 2001, UL 2166 | -
Automatic Fixed Installation other than Water | Fixed Clean Agent Installation | BSCO Inc. | Series 740 Manual Fire Extinguishers charged with Dupont FE-227 Clearn Extinguishing Agent | M740-900 | NFPA 2001, UL 2166 | -
Automatic Fixed Installation other than Water | Fixed Clean Agent Installation | BSCO Inc. | Series 740 Manual/Automatic Fire Extinguishers charged with Dupont FE-227 Clearn Extinguishing Agent | MA740-100 | NFPA 2001, UL 2166 | -
Automatic Fixed Installation other than Water | Fixed Clean Agent Installation | BSCO Inc. | Series 740 Manual/Automatic Fire Extinguishers charged with Dupont FE-227 Clearn Extinguishing Agent | MA740-1000 | NFPA 2001, UL 2166 | -
Automatic Fixed Installation other than Water | Fixed Clean Agent Installation | BSCO Inc. | Series 740 Manual/Automatic Fire Extinguishers charged with Dupont FE-227 Clearn Extinguishing Agent | MA740-1100 | NFPA 2001, UL 2166 | -
Automatic Fixed Installation other than Water | Fixed Clean Agent Installation | BSCO Inc. | Series 740 Manual/Automatic Fire Extinguishers charged with Dupont FE-227 Clearn Extinguishing Agent | MA740-1200 | NFPA 2001, UL 2166 | -
Automatic Fixed Installation other than Water | Fixed Clean Agent Installation | BSCO Inc. | Series 740 Manual/Automatic Fire Extinguishers charged with Dupont FE-227 Clearn Extinguishing Agent | MA740-125 | NFPA 2001, UL 2166 | -
Automatic Fixed Installation other than Water | Fixed Clean Agent Installation | BSCO Inc. | Series 740 Manual/Automatic Fire Extinguishers charged with Dupont FE-227 Clearn Extinguishing Agent | MA740-1300 | NFPA 2001, UL 2166 | -
Automatic Fixed Installation other than Water | Fixed Clean Agent Installation | BSCO Inc. | Series 740 Manual/Automatic Fire Extinguishers charged with Dupont FE-227 Clearn Extinguishing Agent | MA740-1400 | NFPA 2001, UL 2166 | -
Automatic Fixed Installation other than Water | Fixed Clean Agent Installation | BSCO Inc. | Series 740 Manual/Automatic Fire Extinguishers charged with Dupont FE-227 Clearn Extinguishing Agent | MA740-150 | NFPA 2001, UL 2166 | -
Automatic Fixed Installation other than Water | Fixed Clean Agent Installation | BSCO Inc. | Series 740 Manual/Automatic Fire Extinguishers charged with Dupont FE-227 Clearn Extinguishing Agent | MA740-1500 | NFPA 2001, UL 2166 | -
Automatic Fixed Installation other than Water | Fixed Clean Agent Installation | BSCO Inc. | Series 740 Manual/Automatic Fire Extinguishers charged with Dupont FE-227 Clearn Extinguishing Agent | MA740-200 | NFPA 2001, UL 2166 | -
Automatic Fixed Installation other than Water | Fixed Clean Agent Installation | BSCO Inc. | Series 740 Manual/Automatic Fire Extinguishers charged with Dupont FE-227 Clearn Extinguishing Agent | MA740-250 | NFPA 2001, UL 2166 | -
Automatic Fixed Installation other than Water | Fixed Clean Agent Installation | BSCO Inc. | Series 740 Manual/Automatic Fire Extinguishers charged with Dupont FE-227 Clearn Extinguishing Agent | MA740-300 | NFPA 2001, UL 2166 | -
Automatic Fixed Installation other than Water | Fixed Clean Agent Installation | BSCO Inc. | Series 740 Manual/Automatic Fire Extinguishers charged with Dupont FE-227 Clearn Extinguishing Agent | MA740-350 | NFPA 2001, UL 2166 | -
Automatic Fixed Installation other than Water | Fixed Clean Agent Installation | BSCO Inc. | Series 740 Manual/Automatic Fire Extinguishers charged with Dupont FE-227 Clearn Extinguishing Agent | MA740-400 | NFPA 2001, UL 2166 | -
Automatic Fixed Installation other than Water | Fixed Clean Agent Installation | BSCO Inc. | Series 740 Manual/Automatic Fire Extinguishers charged with Dupont FE-227 Clearn Extinguishing Agent | MA740-450 | NFPA 2001, UL 2166 | -
Automatic Fixed Installation other than Water | Fixed Clean Agent Installation | BSCO Inc. | Series 740 Manual/Automatic Fire Extinguishers charged with Dupont FE-227 Clearn Extinguishing Agent | MA740-50 | NFPA 2001, UL 2166 | -
Automatic Fixed Installation other than Water | Fixed Clean Agent Installation | BSCO Inc. | Series 740 Manual/Automatic Fire Extinguishers charged with Dupont FE-227 Clearn Extinguishing Agent | MA740-500 | NFPA 2001, UL 2166 | -
Automatic Fixed Installation other than Water | Fixed Clean Agent Installation | BSCO Inc. | Series 740 Manual/Automatic Fire Extinguishers charged with Dupont FE-227 Clearn Extinguishing Agent | MA740-550 | NFPA 2001, UL 2166 | -
Automatic Fixed Installation other than Water | Fixed Clean Agent Installation | BSCO Inc. | Series 740 Manual/Automatic Fire Extinguishers charged with Dupont FE-227 Clearn Extinguishing Agent | MA740-600 | NFPA 2001, UL 2166 | -
Automatic Fixed Installation other than Water | Fixed Clean Agent Installation | BSCO Inc. | Series 740 Manual/Automatic Fire Extinguishers charged with Dupont FE-227 Clearn Extinguishing Agent | MA740-650 | NFPA 2001, UL 2166 | -
Automatic Fixed Installation other than Water | Fixed Clean Agent Installation | BSCO Inc. | Series 740 Manual/Automatic Fire Extinguishers charged with Dupont FE-227 Clearn Extinguishing Agent | MA740-700 | NFPA 2001, UL 2166 | -
Automatic Fixed Installation other than Water | Fixed Clean Agent Installation | BSCO Inc. | Series 740 Manual/Automatic Fire Extinguishers charged with Dupont FE-227 Clearn Extinguishing Agent | MA740-75 | NFPA 2001, UL 2166 | -
Automatic Fixed Installation other than Water | Fixed Clean Agent Installation | BSCO Inc. | Series 740 Manual/Automatic Fire Extinguishers charged with Dupont FE-227 Clearn Extinguishing Agent | MA740-750 | NFPA 2001, UL 2166 | -
Automatic Fixed Installation other than Water | Fixed Clean Agent Installation | BSCO Inc. | Series 740 Manual/Automatic Fire Extinguishers charged with Dupont FE-227 Clearn Extinguishing Agent | MA740-800 | NFPA 2001, UL 2166 | -
Automatic Fixed Installation other than Water | Fixed Clean Agent Installation | BSCO Inc. | Series 740 Manual/Automatic Fire Extinguishers charged with Dupont FE-227 Clearn Extinguishing Agent | MA740-900 | NFPA 2001, UL 2166 | -
Automatic Fixed Installation other than Water | Fixed Clean Agent Installation | Cease Fire Corp. | Mixture of Dry Chemical, Halon 1211, 1301 Fire Extinguishing System | CF-100 | UL | -
Automatic Fixed Installation other than Water | Fixed Clean Agent Installation | Cease Fire Corp. | Mixture of Dry Chemical, Halon 1211, 1301 Fire Extinguishing System | CFB-150 | UL | -
Automatic Fixed Installation other than Water | Fixed Clean Agent Installation | Cease Fire Corp. | Mixture of Dry Chemical, Halon 1211, 1301 Fire Extinguishing System | CFB-2000 | UL | -
Automatic Fixed Installation other than Water | Fixed Clean Agent Installation | Cease Fire Corp. | Mixture of Dry Chemical, Halon 1211, 1301 Fire Extinguishing System | CFB-3000 | UL | -
Automatic Fixed Installation other than Water | Fixed Clean Agent Installation | Cease Fire Corp. | Mixture of Dry Chemical, Halon 1211, 1301 Fire Extinguishing System | CFB-800 | UL | -
Automatic Fixed Installation other than Water | Fixed Clean Agent Installation | Cerberus | Pneumatio and Manual Actuator | 070425 |  | -
Automatic Fixed Installation other than Water | Fixed Clean Agent Installation | Cerberus Guinard | Clean Agent FM200 Automatic Gas Extinguishing Installation |  | APSAD EG/GAZ/FM200 | -
Automatic Fixed Installation other than Water | Fixed Clean Agent Installation | Cerberus Guinard | Halon 1301 Extinguishing Sytsems and | System 25 | FMRC | -
Automatic Fixed Installation other than Water | Fixed Clean Agent Installation | Cerberus Guinard | Halon Discharge Nozzle | VR15 | FMRC | -
Automatic Fixed Installation other than Water | Fixed Clean Agent Installation | Cerberus SA | Clean Agent FM200 Automatic Gas Extinguishing Installation |  | APSAD EG/GAZ/FM200 | -
Automatic Fixed Installation other than Water | Fixed Clean Agent Installation | Cerberus SA | Clean Agent FM200 Automatic Gas Extinguishing Installation |  | APSAD EG/GAZ/FM200 | -
Automatic Fixed Installation other than Water | Fixed Clean Agent Installation | Cerberus SA | FM200 Automatic Gas Extinguishing Installation |  | APSAD EG/GAZ/FM200 | -
Automatic Fixed Installation other than Water | Fixed Clean Agent Installation | Chemetron File System | Control Unit Accessories - Halon Discharge switch | 2-010-0141 | UL | -
Automatic Fixed Installation other than Water | Fixed Clean Agent Installation | Chemetron File System | Control Unit Accessories - Halon discharge switch | 2-010-0142 | UL | -
Automatic Fixed Installation other than Water | Fixed Clean Agent Installation | Chemetron File System | Control Unit Accessories - Abort Switch | 2-010-0144 | UL | -
Automatic Fixed Installation other than Water | Fixed Clean Agent Installation | Chemetron File System | Control Unit Accessories - Main/reverse switch | 2-010-0145 | UL | -
Automatic Fixed Installation other than Water | Fixed Clean Agent Installation | Chemetron File System, Inc | FM 200 Storage Cylinders - 250 lb. | 10480985 | NFPA 2001: 1996, ANSI/UL 1058 II: 8/1995 | -
Automatic Fixed Installation other than Water | Fixed Clean Agent Installation | Chemetron File System, Inc | FM 200 Storage Cylinders - 400 lb. | 10480986 | NFPA 2001: 1996, ANSI/UL 1058 II: 8/1995 | -
Automatic Fixed Installation other than Water | Fixed Clean Agent Installation | Chemetron File System, Inc | FM 200 Storage Cylinders - 550 lb. | 10480987 | NFPA 2001: 1996, ANSI/UL 1058 II: 8/1995 | -
Automatic Fixed Installation other than Water | Fixed Clean Agent Installation | Chemetron File System, Inc | FM 200 Storage Cylinders - 150 lb. | 10480994 | NFPA 2001: 1996, ANSI/UL 1058 II: 8/1995 | -
Automatic Fixed Installation other than Water | Fixed Clean Agent Installation | Chemetron File System, Inc | 200 bar engineered, unbalanced clearn agent fire extinguishing system | Agent: 0.5 Argonite: 0.5 Nitrogen | NFPA 2001, UL 2127 | -
Automatic Fixed Installation other than Water | Fixed Clean Agent Installation | Chemetron File System, Inc | 25 bar engineered, unbalanced fire extinguishing system - agent: Novec 1230 | beta | NPFA 2001, UL 2166 | -
Automatic Fixed Installation other than Water | Fixed Clean Agent Installation | Chemetron File System, Inc | Discharge Nozzle - Radial Nozzle 360 degree (8 port) Pattern, 3/8" NPT | C10371360 | FMRC 5612 | -
Automatic Fixed Installation other than Water | Fixed Clean Agent Installation | Chemetron File System, Inc | Discharge Nozzle - Radial Nozzle 360 degree (8 port) Pattern, 1/2" NPT | C10371361 | FMRC 5612 | -
Automatic Fixed Installation other than Water | Fixed Clean Agent Installation | Chemetron File System, Inc | Discharge Nozzle - Radial Nozzle 360 degree (8 port) Pattern, 3/4" NPT | C10371362 | FMRC 5612 | -
Automatic Fixed Installation other than Water | Fixed Clean Agent Installation | Chemetron File System, Inc | 25 bar engineered, unbalanced fire extinguishing system - agent: Novec 1230 | gamma | NPFA 2001, UL 2166 | -
Automatic Fixed Installation other than Water | Fixed Clean Agent Installation | Chemetron File System, Inc | 25 bar engineered, unbalanced fire extinguishing system - agent: Novec 1230 | sigma | NPFA 2001, UL 2166 | -
Automatic Fixed Installation other than Water | Fixed Clean Agent Installation | Chemetron File System, Inc | Chemetron Fire System TM Engineered, Balanced, FM-200TM Fixed Fire Extinguishing System |  | NFPA 2001: 1994, ANSI/UL 1058 ii: 10/1989, JI 0T1E4.RC: 3/1992, BOE-6000-G: 15/3/1988 | -
Automatic Fixed Installation other than Water | Fixed Clean Agent Installation | Chemetron File System, Inc | Engineered, Unbalanced FM200 ® Fixed Fire Extinguishing System |  | NFPA 2001 2000, UL 2166 I: 31/3/1999, FMRC 9/1993 | -
Automatic Fixed Installation other than Water | Fixed Clean Agent Installation | Chemetron Fire System | Halon 1301 Nozzle | C-1-037-0594 |  | -
Automatic Fixed Installation other than Water | Fixed Clean Agent Installation | Chemetron Fire System | Halon 1301 Nozzle | C-1-037-0595 |  | -
Automatic Fixed Installation other than Water | Fixed Clean Agent Installation | Chemetron Fire System | Halon 1301 Nozzle | C-1-037-0596 |  | -
Automatic Fixed Installation other than Water | Fixed Clean Agent Installation | Chemetron Fire System | Halon 1301 Nozzle | C-1-037-0597 |  | -
Automatic Fixed Installation other than Water | Fixed Clean Agent Installation | Chemetron Fire System | Halon 1301 Nozzle | C-1-037-0598 |  | -
Automatic Fixed Installation other than Water | Fixed Clean Agent Installation | Chemetron Fire System | Halon 1301 Nozzle | C-1-037-0599 |  | -
Automatic Fixed Installation other than Water | Fixed Clean Agent Installation | Chemetron Fire System | Halon 1301 Nozzle | C-1-037-0600 |  | -
Automatic Fixed Installation other than Water | Fixed Clean Agent Installation | Chemetron Fire System | Halon 1301 Nozzle | C-1-037-0601 |  | -
Automatic Fixed Installation other than Water | Fixed Clean Agent Installation | Chemetron Fire System | Engineered Fire Extinguishing System | High Flow-600 |  | -
Automatic Fixed Installation other than Water | Fixed Clean Agent Installation | Chemetron Fire System | Halon Discharge Nozzle |  |  | -
Automatic Fixed Installation other than Water | Fixed Clean Agent Installation | Chemetron Fire System | Engineered, Unbalanced FM200 ® Fixed Fire Extinguishing System Verison 3.3 |  | NFPA 2001: 1996, UL 2166 I: 31/3/1999, FMRC: 4/1991 | -
Automatic Fixed Installation other than Water | Fixed Clean Agent Installation | Chubb | Halon 1301 Fire Extinguishing System Units |  |  | -
Automatic Fixed Installation other than Water | Fixed Clean Agent Installation | Chubb Fire Ltd. | Engineered, Unbalanced FM200 ® Fixed Fire Extinguishing System |  | NFPA 2001, ANSI/UL 1058 II, FMRC | -
Automatic Fixed Installation other than Water | Fixed Clean Agent Installation | Chubb Fire Security | Halogenated Agent Extinguishing System Units |  |  | -
Automatic Fixed Installation other than Water | Fixed Clean Agent Installation | Chubb Fire Security | Halogenated Agent Extinguishing System Component |  | FM | -
Automatic Fixed Installation other than Water | Fixed Clean Agent Installation | Chubb Fire. | Rangeamster Aqualoy pre-engineered fire suppression system |  |  | -
Automatic Fixed Installation other than Water | Fixed Clean Agent Installation | Chubb Security System | Halon 1301 Extinguishing System Unit Redesigned Cylinder Assemblies Valve | WE2 | ULC | -
Automatic Fixed Installation other than Water | Fixed Clean Agent Installation | Chubb Security System | Halon 1301 Extinguishing System Unit Redesigned Cylinder Assemblies Valve | WE2 | ULC | -
Automatic Fixed Installation other than Water | Fixed Clean Agent Installation | Chubb Security System | Halogenated Agent Extinguishing System Units |  | UL | -
Automatic Fixed Installation other than Water | Fixed Clean Agent Installation | Convenience Marine Products Inc., Fireboy Division | Fireboy System | HCFC | FM | -
Automatic Fixed Installation other than Water | Fixed Clean Agent Installation | Fenwal | Halon 1301 Fire Suppression System | NC-313M | UL | -
Automatic Fixed Installation other than Water | Fixed Clean Agent Installation | Fenwal | Central Storage Halon 1301 Fire Suppression System | NC-394 | UL | -
Automatic Fixed Installation other than Water | Fixed Clean Agent Installation | Fike | Engineered Halon 1301 System Units |  | UL | -
Automatic Fixed Installation other than Water | Fixed Clean Agent Installation | Fike | Engineered Halon 1301 Fire Extinguishing System Unit |  |  | -
Automatic Fixed Installation other than Water | Fixed Clean Agent Installation | Fike Corp. | Engineered HFC125 Clean Agent, Solenoid Actuated fire Extinguishing System |  | NFPA 2001, UL 2166 | -
Automatic Fixed Installation other than Water | Fixed Clean Agent Installation | Fike Corp. | Pre-engineered, Balanced Ecaro-25 Fire Suppression Sytsem (HFC-125) |  | NFPA 2001, UL 2166 | -
Automatic Fixed Installation other than Water | Fixed Clean Agent Installation | Fike Corp. | Solenoid Actuated Fire Extinguishing System | HFC-227ea | UL 2166 | -
Automatic Fixed Installation other than Water | Fixed Clean Agent Installation | Fike Protection System | Clean Agent Extinguishing System Unit with FM-200 Clean Extinguishing Agent |  | UL | -
Automatic Fixed Installation other than Water | Fixed Clean Agent Installation | Fike Protection System | Clean Agent Extinguishing System Unit with FM-200 Clean Extinguishing Agent |  | UL | -
Automatic Fixed Installation other than Water | Fixed Clean Agent Installation | Fike Protection System | Clean Agent fire extinguishing system units, engineered type |  | UL | -
Automatic Fixed Installation other than Water | Fixed Clean Agent Installation | Fike Protection System | FM-200 Clean Agent Extinguishing System, Engineered Type |  | UL 1058 | -
Automatic Fixed Installation other than Water | Fixed Clean Agent Installation | Fike Protection System | FM-200 Clean Agent Extinguishing System, Pre-Engineered Type |  | UL 1058 | -
Automatic Fixed Installation other than Water | Fixed Clean Agent Installation | Fike Protection System | FM-200 Clean Agent Extinguishing System, Engineered Type |  | UL 1058 | -
Automatic Fixed Installation other than Water | Fixed Clean Agent Installation | Fike Protection System | Clean Agent Fire Extinguishing System Unit, Engineered Type | HFC-2227ea | UL | -
Automatic Fixed Installation other than Water | Fixed Clean Agent Installation | Fike Protection System | Clean Agent Fire Extinguishing System Unit, Pre-engineered Type | HFC-2227ea | UL | -
Automatic Fixed Installation other than Water | Fixed Clean Agent Installation | Fike Protection System Ltd. | Fike ProInert IG-55 fixed gaseous fire extinguishing system |  | LPS I230: 2001 | -
Automatic Fixed Installation other than Water | Fixed Clean Agent Installation | Fireboy-Xintex Inc. | Fireboy Automatic (CG2 Series) Fire Extinguishing System | CG2-025 through 1000-227 | FMRC | -
Automatic Fixed Installation other than Water | Fixed Clean Agent Installation | Fireboy-Xintex Inc. | Fireboy Automatic (CG2 Series) Fire Extinguishing System | MA2-025 through 1500-227 | FMRC | -
Automatic Fixed Installation other than Water | Fixed Clean Agent Installation | Fireeater System U.K. | Halon System Components |  |  | -
Automatic Fixed Installation other than Water | Fixed Clean Agent Installation | Fireeater System U.K. | Halon (1301) System Farborough Range Halon Requirement |  |  | -
Automatic Fixed Installation other than Water | Fixed Clean Agent Installation | Firetrace International | Pre Engineered, Automatic direct Fire Detection and Extinguishing System (FM-200®) | DLP-1200 | UL 2166, NFPA 2001: 2000 | -
Automatic Fixed Installation other than Water | Fixed Clean Agent Installation | Firetrace International | Pre Engineered, Automatic direct Fire Detection and Extinguishing System (FM-200®) | DLP-300 | UL 2166, NFPA 2001: 2000 | -
Automatic Fixed Installation other than Water | Fixed Clean Agent Installation | Firetrace International | Pre Engineered, Automatic direct Fire Detection and Extinguishing System (FM-200®) | DLP-600 | UL 2166, NFPA 2001: 2000 | -
Automatic Fixed Installation other than Water | Fixed Clean Agent Installation | Firetrace International | Pre Engineered, Automatic Indirect Fire Detection and Extinguishing System (FM-200®) | ILP-1200 | UL 2166, NFPA 2001: 2000 | -
Automatic Fixed Installation other than Water | Fixed Clean Agent Installation | Firetrace International | Pre Engineered, Automatic Indirect Fire Detection and Extinguishing System (FM-200®) | ILP-300 | UL 2166, NFPA 2001: 2000 | -
Automatic Fixed Installation other than Water | Fixed Clean Agent Installation | Firetrace International | Pre Engineered, Automatic Indirect Fire Detection and Extinguishing System (FM-200®) | ILP-600 | UL 2166, NFPA 2001: 2000 | -
Automatic Fixed Installation other than Water | Fixed Clean Agent Installation | Hygood Ltd. | FM200 Engineered Clean Agent Extinguishing System |  | UL 1058, NFPA 2001 | -
Automatic Fixed Installation other than Water | Fixed Clean Agent Installation | Hygood Ltd. | FM200 Engineered Clean Agent Extinguishing System |  | UL 1058, NFPA 2001 | -
Automatic Fixed Installation other than Water | Fixed Clean Agent Installation | Hygood Ltd. | Hi-Flow FM200 User's Manual Version 2.00 |  | UL | -
Automatic Fixed Installation other than Water | Fixed Clean Agent Installation | Kidde Fire Protection | GX20 FM-200® Clean Agent Engineered Fire Extinguishing System |  | ANSI/UL 1058, NFPA 2001, UL | -
Automatic Fixed Installation other than Water | Fixed Clean Agent Installation | Kidde-Femwal Inc. | FM-200 Engineered, Unbalanced Fire Extinguishing System | Fenwal Phoenix 225lb (102kg) | NFPA 2001, UL 2166, UL 2127 | -
Automatic Fixed Installation other than Water | Fixed Clean Agent Installation | Kidde-Femwal Inc. | FM-200 Engineered, Unbalanced Fire Extinguishing System | Fenwal Phoenix 395lb (179kg) |  | -
Automatic Fixed Installation other than Water | Fixed Clean Agent Installation | Kidde-Femwal Inc. | FM-200 Engineered, Unbalanced Fire Extinguishing System | Kidde ADS Series |  | -
Automatic Fixed Installation other than Water | Fixed Clean Agent Installation | Kidde-Femwal Inc. | Engineered Clean Agent (FM200) Extinguishing System Units |  | UL 1058 | -
Automatic Fixed Installation other than Water | Fixed Clean Agent Installation | Kidde-Fenwal Inc. | Fire Suppression System - Computer Design Programme | 220286 | UL | -
Automatic Fixed Installation other than Water | Fixed Clean Agent Installation | Kidde-Fenwal Inc. | Kidde FM-200 ® ADS Series Engineered, Unbalanced Fire Extinguishing System |  | 5612 | -
Automatic Fixed Installation other than Water | Fixed Clean Agent Installation | Kidde-Fenwal Inc. | Fenwal FM-200 ® Phoenix Engineered, Unbalanced Fire Extinguishing System |  | 5612 | -
Automatic Fixed Installation other than Water | Fixed Clean Agent Installation | Kidde-Fenwal Inc. | FM-200 engineered clean agent extinguishing system units | 90-100010-001 | UL | -
Automatic Fixed Installation other than Water | Fixed Clean Agent Installation | Kidde-Fenwal Inc. | FE-13 Modular Fire Suppression System | FE-13 | ANSI/UL 1058, NFPA 2001 | -
Automatic Fixed Installation other than Water | Fixed Clean Agent Installation | Kidde-Fenwal Inc. | Clean Agent Extinguishing System Units, Engineered Type | FE-13 (trifluoromethane CHF3) (HFC-23) | UL 1058 | -
Automatic Fixed Installation other than Water | Fixed Clean Agent Installation | Kidde-Fenwal Inc. | Engineered, Modular Balanced Fire Suppression System Units | Fenwal Model 9300 | UL 2166 | -
Automatic Fixed Installation other than Water | Fixed Clean Agent Installation | Kidde-Fenwal Inc. | Engineered, Modular Balanced Fire Suppression System Units | Kidde ECS Series | UL 2166 | -
Automatic Fixed Installation other than Water | Fixed Clean Agent Installation | Kidde-Fenwal Inc. | Stored Pressure Wet Checmical Solution Extinguishing System Unit | WHDR-450 | UL 300, NFPA 17A, UL 1254 | -
Automatic Fixed Installation other than Water | Fixed Clean Agent Installation | Kidde-Fenwal Inc. | Stored Pressure Wet Checmical Solution Extinguishing System Unit | WHDR-900 | UL 300, NFPA 17A, UL 1254 | -
Automatic Fixed Installation other than Water | Fixed Clean Agent Installation | Kidde-Fenwal Inc. | FM-200 Pre-engineered Type System |  | UL | -
Automatic Fixed Installation other than Water | Fixed Clean Agent Installation | Kidde-Fenwal Inc. | FM-200 Pre-engineered Type System |  | UL | -
Automatic Fixed Installation other than Water | Fixed Clean Agent Installation | Kidde-Fenwal Inc. | FE-13 Modular Fire Suppression System |  | ANSI/UL 1058, NFPA 2001 | -
Automatic Fixed Installation other than Water | Fixed Clean Agent Installation | Kidde-Fenwal Inc. | Stored Pressured Type Wet Chemical Extinguishing System Unit |  | NFPA 96, NFPA 17A, UL 300, UL 1254 | -
Automatic Fixed Installation other than Water | Fixed Clean Agent Installation | LPG Tecnicas en Extincion de Incendios, S.A. | FE-13 (HFC 23) Gas Extinguishing System |  | LPS 1206 I, EN 837-1: 1996/prEN 12094-19 | -
Automatic Fixed Installation other than Water | Fixed Clean Agent Installation | Macron Safety System (UK) Ltd. | Clean Agent Extinguishing System Units, Engineered Type | HFC-227ea | NFPA 2001, UL 2166 | -
Automatic Fixed Installation other than Water | Fixed Clean Agent Installation | NERIKI VALVE Co | Halon 1301 Cylinder Discharge Valve | FE-23 |  | -
Automatic Fixed Installation other than Water | Fixed Clean Agent Installation | Pem All Fire Extinguisher Corp. | Pre-Engineered stored-pressure type Halon 1301 fire extinguishing system units | PAEH-10 | UL | -
Automatic Fixed Installation other than Water | Fixed Clean Agent Installation | Pem All Fire Extinguisher Corp. | Pre-Engineered stored-pressure type Halon 1301 fire extinguishing system units | PAEH-150 | UL | -
Automatic Fixed Installation other than Water | Fixed Clean Agent Installation | Pem All Fire Extinguisher Corp. | Pre-Engineered stored-pressure type Halon 1301 fire extinguishing system units | PAEH-20 | UL | -
Automatic Fixed Installation other than Water | Fixed Clean Agent Installation | Pem All Fire Extinguisher Corp. | Pre-Engineered stored-pressure type Halon 1301 fire extinguishing system units | PAEH-250 | UL | -
Automatic Fixed Installation other than Water | Fixed Clean Agent Installation | Pem All Fire Extinguisher Corp. | Pre-Engineered stored-pressure type Halon 1301 fire extinguishing system units | PAEH-40 | UL | -
Automatic Fixed Installation other than Water | Fixed Clean Agent Installation | Pem All Fire Extinguisher Corp. | Pre-Engineered stored-pressure type Halon 1301 fire extinguishing system units | PAEH-60 | UL | -
Automatic Fixed Installation other than Water | Fixed Clean Agent Installation | Pem All Fire Extinguisher Corp. | Pre-Engineered stored-pressure type Halon 1301 fire extinguishing system units | PAEH-90 | UL | -
Automatic Fixed Installation other than Water | Fixed Clean Agent Installation | Pem All Fire Extinguisher Corp. | Pre-Engineered stored-pressure type Halon 1301 fire extinguishing system units | PEAH-5 | UL | -
Automatic Fixed Installation other than Water | Fixed Clean Agent Installation | Pem-all Fire Extinguisher Corp. | Clean Agent Extinghishing System Units, engineered type | PCA-410 | NFPA 2001, ANSI/UL 1058 | -
Automatic Fixed Installation other than Water | Fixed Clean Agent Installation | Pem-all Fire Extinguisher Corp., Div. of Pem System Inc. | Engineered FM-200 Clean Agent Extinguishing System Units |  | UL 1085 | -
Automatic Fixed Installation other than Water | Fixed Clean Agent Installation | Pem-all Fire Extinguisher Corp., Div. of Pem System Inc. | Engineered FM-200 Clean Agent Extinguishing Sysetm Unit | PCA90035-E | UL 1058 | -
Automatic Fixed Installation other than Water | Fixed Clean Agent Installation | Pem-all Fire Extinguisher Corp., Div. of Pem System Inc. | Engineered FM-200 Clean Agent Extinguishing Sysetm Unit | PCA90070-E | UL 1058 | -
Automatic Fixed Installation other than Water | Fixed Clean Agent Installation | Pem-all Fire Extinguisher Corp., Div. of Pem System Inc. | Engineered FM-200 Clean Agent Extinguishing Sysetm Unit | PCA90150-E | UL 1058 | -
Automatic Fixed Installation other than Water | Fixed Clean Agent Installation | Pem-all Fire Extinguisher Corp., Div. of Pem System Inc. | Engineered FM-200 Clean Agent Extinguishing Sysetm Unit | PCA90250-E | UL 1058 | -
Automatic Fixed Installation other than Water | Fixed Clean Agent Installation | Pem-all Fire Extinguisher Corp., Div. of Pem System Inc. | Engineered FM-200 Clean Agent Extinguishing Sysetm Unit | PCA90375-E | UL 1058 | -
Automatic Fixed Installation other than Water | Fixed Clean Agent Installation | Pem-all Fire Extinguisher Corp., Div. of Pem System Inc. | Engineered FM-200 Clean Agent Extinguishing Sysetm Unit | PCA-90560-E | UL 1058 | -
Automatic Fixed Installation other than Water | Fixed Clean Agent Installation | Pyro Chem Inc | Pre-engineered stored pressure type wet chemical solution extinguishing system units | PCL-165 | UL | -
Automatic Fixed Installation other than Water | Fixed Clean Agent Installation | Pyro Chem Inc | Wet Chemical System Unit | PCL-240 | UL 300, UL 1254, NFPA 17A | -
Automatic Fixed Installation other than Water | Fixed Clean Agent Installation | Pyro Chem Inc | Pre-engineered stored pressure type wet chemical solution extinguishing system units | PCL275 | UL | -
Automatic Fixed Installation other than Water | Fixed Clean Agent Installation | Pyro Chem Inc | Pre-engineered stored pressure type wet chemical solution extinguishing system units | PCL275s | UL | -
Automatic Fixed Installation other than Water | Fixed Clean Agent Installation | Pyro Chem Inc | Wet Chemical System Unit | PCL-350 | UL 300, UL 1254, NFPA 17A | -
Automatic Fixed Installation other than Water | Fixed Clean Agent Installation | Pyro Chem Inc | Pre-engineered stored pressure type wet chemical solution extinguishing system units | PCL550 | UL | -
Automatic Fixed Installation other than Water | Fixed Clean Agent Installation | Pyro Chem Inc | Wet Chemical Extinguishing System Unit | PCL-550 | UL | -
Automatic Fixed Installation other than Water | Fixed Clean Agent Installation | Pyrotronics | Pry-A-Lon 1301 Control Panel | CP-2HA | UL | -
Automatic Fixed Installation other than Water | Fixed Clean Agent Installation | Pyrotronics | Pry-A-Lon 1301 Control Panel | CR-2HA |  | -
Automatic Fixed Installation other than Water | Fixed Clean Agent Installation | Pyrotronics | Pre-Engineered stored-pressure type Halon 1301 fire extinguishing system units | Pry-A-Lon 1301 H-125 |  | -
Automatic Fixed Installation other than Water | Fixed Clean Agent Installation | Pyrotronics | Pre-Engineered stored-pressure type Halon 1301 fire extinguishing system units | Pry-A-Lon 1301 H-125 |  | -
Automatic Fixed Installation other than Water | Fixed Clean Agent Installation | Pyrotronics | Pre-Engineered stored-pressure type Halon 1301 fire extinguishing system units | Pry-A-Lon 1301 H-15 |  | -
Automatic Fixed Installation other than Water | Fixed Clean Agent Installation | Pyrotronics | Pre-Engineered stored-pressure type Halon 1301 fire extinguishing system units | Pry-A-Lon 1301 H-15 |  | -
Automatic Fixed Installation other than Water | Fixed Clean Agent Installation | Pyrotronics | Pre-Engineered stored-pressure type Halon 1301 fire extinguishing system units | Pry-A-Lon 1301 H-250 |  | -
Automatic Fixed Installation other than Water | Fixed Clean Agent Installation | Pyrotronics | Pre-Engineered stored-pressure type Halon 1301 fire extinguishing system units | Pry-A-Lon 1301 H-250 |  | -
Automatic Fixed Installation other than Water | Fixed Clean Agent Installation | Pyrotronics | Pre-Engineered stored-pressure type Halon 1301 fire extinguishing system units | Pry-A-Lon 1301 H-30 |  | -
Automatic Fixed Installation other than Water | Fixed Clean Agent Installation | Pyrotronics | Pre-Engineered stored-pressure type Halon 1301 fire extinguishing system units | Pry-A-Lon 1301 H-30 |  | -
Automatic Fixed Installation other than Water | Fixed Clean Agent Installation | Pyrotronics | Pre-Engineered stored-pressure type Halon 1301 fire extinguishing system units | Pry-A-Lon 1301 H-350 |  | -
Automatic Fixed Installation other than Water | Fixed Clean Agent Installation | Pyrotronics | Pre-Engineered stored-pressure type Halon 1301 fire extinguishing system units | Pry-A-Lon 1301 H-60 |  | -
Automatic Fixed Installation other than Water | Fixed Clean Agent Installation | Pyrotronics | Pre-Engineered stored-pressure type Halon 1301 fire extinguishing system units | Pry-A-Lon 1301 H-60 |  | -
Automatic Fixed Installation other than Water | Fixed Clean Agent Installation | Pyrotronics | Pre-Engineered stored-pressure type Halon 1301 fire extinguishing system units | Pry-A-Lon 1301 H-600 |  | -
Automatic Fixed Installation other than Water | Fixed Clean Agent Installation | Pyrotronics | Pre-Engineered stored-pressure type Halon 1301 fire extinguishing system units | Pry-A-Lon 1301 H-8 |  | -
Automatic Fixed Installation other than Water | Fixed Clean Agent Installation | Pyrotronics | Pre-Engineered stored-pressure type Halon 1301 fire extinguishing system units | Pry-A-Lon 1301 H-8 |  | -
Automatic Fixed Installation other than Water | Fixed Clean Agent Installation | Recal Chubb Canada Ltd. | Halon 1301 Extinguishing System |  |  | -
Automatic Fixed Installation other than Water | Fixed Clean Agent Installation | Safety Hi-Tech SRL | Clean Agent Extinguishing System Units | NAF S 125 | UL2166 | -
Automatic Fixed Installation other than Water | Fixed Clean Agent Installation | Sea-Fire Extinguishing Marine Products | FE-241® Fire Extinguishing System | FE | NFPA 2001, UL 2166 | -
Automatic Fixed Installation other than Water | Fixed Clean Agent Installation | Sensor Electronics Corp. | Pre-engineered, Aero-K, Aerosol Generating Fire Extinguishing System Units | 11690 | UL 2127 | -
Automatic Fixed Installation other than Water | Fixed Clean Agent Installation | Sensor Electronics Corp. | Pre-engineered, Aero-K, Aerosol Generating Fire Extinguishing System Units | 11710 | UL 2127 | -
Automatic Fixed Installation other than Water | Fixed Clean Agent Installation | Sensor Electronics Corp. | Pre-engineered, Aero-K, Aerosol Generating Fire Extinguishing System Units | 11740 | UL 2127 | -
Automatic Fixed Installation other than Water | Fixed Clean Agent Installation | Sensor Electronics Corp. | Pre-engineered, Aero-K, Aerosol Generating Fire Extinguishing System Units | 11770 | UL 2127 | -
Automatic Fixed Installation other than Water | Fixed Clean Agent Installation | Sensor Electronics Corp. | Pre-engineered, Aero-K, Aerosol Generating Fire Extinguishing System Units | 11800 | UL 2127 | -
Automatic Fixed Installation other than Water | Fixed Clean Agent Installation | Sensor Electronics Corp. | Pre-engineered, Aero-K, Aerosol Generating Fire Extinguishing System Units | 11850 | UL 2127 | -
Automatic Fixed Installation other than Water | Fixed Clean Agent Installation | SES Cease Fire | Clean Agent Fire Extinguishing system | BAF S-III Engineered Type | ULC | -
Automatic Fixed Installation other than Water | Fixed Clean Agent Installation | SES Cease Fire | Halon Fire Extinguishier | NAE-1 | ULC | -
Automatic Fixed Installation other than Water | Fixed Clean Agent Installation | SES Cease Fire | Clean Agent Fire Extinguishing system (NAF SIII) | NAE-12/P | ULC C1058 | -
Automatic Fixed Installation other than Water | Fixed Clean Agent Installation | SES Cease Fire | Clean Agent Fire Extinguishing system (NAF SIII) | NAE-16/P | ULC C1058 | -
Automatic Fixed Installation other than Water | Fixed Clean Agent Installation | SES Cease Fire | Halon Fire Extinguishier | NAE-2 | ULC | -
Automatic Fixed Installation other than Water | Fixed Clean Agent Installation | SES Cease Fire | Halon Fire Extinguishier | NAE-4 | ULC | -
Automatic Fixed Installation other than Water | Fixed Clean Agent Installation | SES Cease Fire | Halon Fire Extinguishier | NAE-9 | ULC | -
Automatic Fixed Installation other than Water | Fixed Clean Agent Installation | Sevo System | Clean Agent Extinguishing System Unit, Pre-engineered Type |  | NFPA 2001, UL 2166 | -
Automatic Fixed Installation other than Water | Fixed Clean Agent Installation | Siemens Building Technologies AG, Cerberus Division | Cerexen Nitrogen Fire Extinguishing System |  | VdS 2454: 1998-12 | -
Automatic Fixed Installation other than Water | Fixed Clean Agent Installation | Siemens Building Technologies AG, Cerberus Division | Cerexen Argon Fire Extinguishing System |  | VdS 2454: 1998-12 | -
Automatic Fixed Installation other than Water | Fixed Clean Agent Installation | Siemens Building Technologies AG, Cerberus Division | Engineered, Unbalanced FM200® Fire Extinguishing System |  | NFPA 2001 1994, ANSI/UL 1058 1990 | -
Automatic Fixed Installation other than Water | Fixed Clean Agent Installation | Thorn Security Ltd. | FM 200 Pre engineered Total Flooding System |  | LPC | -
Automatic Fixed Installation other than Water | Fixed Clean Agent Installation | Thorn Security Ltd. | Thorn FM200 Pre-engineered and Engineered Gaseous Fire Fighting System |  | LPCB | -
Automatic Fixed Installation other than Water | Fixed Clean Agent Installation | Thorn Security Ltd. | FM200 Pre-engineered and Engineered Total Flooding System |  | LPC | -
Automatic Fixed Installation other than Water | Fixed Clean Agent Installation | Total Walther | Halon nozzles | GF 1 1/2" | VdS | -
Automatic Fixed Installation other than Water | Fixed Clean Agent Installation | Total Walther | Halon nozzles | GF 1" | VdS | -
Automatic Fixed Installation other than Water | Fixed Clean Agent Installation | Total Walther | Halon nozzles | GF 1/2" | VdS | -
Automatic Fixed Installation other than Water | Fixed Clean Agent Installation | Total Walther | Halon nozzles | KH 1/2" | VdS | -
Automatic Fixed Installation other than Water | Fixed Clean Agent Installation | Total Walther Feuerschutz GmbH | Halon 1301 Nozzle KH 1/2" | 15/2451026 | FM | -
Automatic Fixed Installation other than Water | Fixed Clean Agent Installation | Total Walther Feuerschutz GmbH | Halon 1301 Nozzle KH 1/2" | 20/2451046 | FM | -
Automatic Fixed Installation other than Water | Fixed Clean Agent Installation | Total Walther Feuerschutz GmbH | Halon 1301 Nozzle KH 1/2" | 25/2451066 | FM | -
Automatic Fixed Installation other than Water | Fixed Clean Agent Installation | Total Walther Feuerschutz GmbH | Halon 1301 Nozzle KH 1/2" | 40/2451086 | FM | -
Automatic Fixed Installation other than Water | Fixed Clean Agent Installation | Total Walther Feuerschutz GmbH | Halon 1301 Fire Extinguishing System | 45 Bar Engineered - Unbalanced / Balanced | FMRC | -
Automatic Fixed Installation other than Water | Fixed Clean Agent Installation | Total Walther Feuerschutz GmbH | Halon 1301 Nozzle KH 1/2" | 57/2451106 | FM | -
Automatic Fixed Installation other than Water | Fixed Clean Agent Installation | Total Walther Feuerschutz GmbH | Halon 1301 Nozzle KH 1/2" | 6.5/2451006 | FM | -
Automatic Fixed Installation other than Water | Fixed Clean Agent Installation | Total Walther Feuerschutz GmbH | Halon 1301 Nozzle KH 1/2" | 80/2451126 | FM | -
Automatic Fixed Installation other than Water | Fixed Clean Agent Installation | Total Walther Feuerschutz GmbH | Total Walther Halon 1301 System | H80/305/25 |  | -
Automatic Fixed Installation other than Water | Fixed Clean Agent Installation | Total Walther Feuerschutz GmbH | Total Walther Halon 1301 System |  |  | -
Automatic Fixed Installation other than Water | Fixed Clean Agent Installation | Total Walther GmbH | Inergen Fire Extinguishing System | 4-HD | VdS 2344, VdS 2454 | -
Automatic Fixed Installation other than Water | Fixed Clean Agent Installation | Total Walther GmbH | Inergen Fire Extinguishing System | 5-HD | VdS 2344, VdS 2454 | -
Automatic Fixed Installation other than Water | Fixed Clean Agent Installation | Total Walther GmbH | Inergen Fire Extinguishing System | 7-HD | VdS 2344, VdS 2454 | -
Automatic Fixed Installation other than Water | Fixed Clean Agent Installation | Tyco Safety Products | Fixed Gaseous Fire Extinguishing System | Novec 1230 | LPS 1230: 2000, BS 14520-1: 2000 & ISO/TR 20885: 2001 € | -
Automatic Fixed Installation other than Water | Fixed Clean Agent Installation | Tyco Special Products (File Ex 6092) Singapore | Clean Agent Extinguishing System Units | TMX | UL 2127 | -
Automatic Fixed Installation other than Water | Fixed Clean Agent Installation | Walter Kidde | Halogenated Fire Extinguishing System Unit | 487 | UL | -
Automatic Fixed Installation other than Water | Fixed Clean Agent Installation | Walter Kidde | Unbalanced Engineered Halon 1301 Fire Extinguishing System |  | FN | -
Automatic Fixed Installation other than Water | Fixed Clean Agent Installation | Walter Kidde | Agus Blue | WHDR-250 |  | -
Automatic Fixed Installation other than Water | Fixed Clean Agent Installation | Walter Kidde | Agus Blue | WHDR-500 |  | -
Automatic Fixed Installation other than Water | Fixed Clean Agent Installation | Walter Kidde | Unbalanced Engineered Halon 1301 Fire Extinguishing System |  | FM | -
Automatic Fixed Installation other than Water | Fixed Clean Agent Installation | Walter Kidde | Unbalanced Engineered Halon 1301 Fire Extinguishing System |  |  | -
Automatic Fixed Installation other than Water | Fixed Clean Agent Installation | Walter Kidde | Halogenated Agent Extinguishing System |  | UL | -
Automatic Fixed Installation other than Water | Fixed Clean Agent Installation | 上海凱德消防設備有限公司 | FM 200® Gas Extinguishing System | SK-227 150L | GA400-2002 | -
Automatic Fixed Installation other than Water | Fixed Clean Agent Installation | 上海凱德消防設備有限公司 | FM 200® Gas Extinguishing System | SK-227 240L | GA400-2002 | -
Automatic Fixed Installation other than Water | Fixed Clean Agent Installation | 上海凱德消防設備有限公司 | FM 200® Gas Extinguishing System | SK-227 80L | GA400-2002 | -
Automatic Fixed Installation other than Water | Fixed Clean Agent Installation | 浙江信達可恩消防實業有限責任公司 | HFC-277ea Cabinet Gas Fire Extinguishing Equipment | GQQ100/2.5-Hero | GB16670-2006 | -
Automatic Fixed Installation other than Water | Fixed Clean Agent Installation | 浙江信達可恩消防實業有限責任公司 | 柜式七氟丙烷(HFC-227ea)滅火裝置 | GQQ120/2.5 | GB16670-2006 | -
Automatic Fixed Installation other than Water | Fixed Clean Agent Installation | 浙江信達可恩消防實業有限責任公司 | HFC-277ea Cabinet Gas Fire Extinguishing Equipment | GQQ120/2.5-Hero | GB16670-2006 | -
Automatic Fixed Installation other than Water | Fixed Clean Agent Installation | 浙江信達可恩消防實業有限責任公司 | 柜式七氟丙烷(HFC-227ea)滅火裝置 | GQQ70/2.5 | GB16670-2006 | -
Automatic Fixed Installation other than Water | Fixed Clean Agent Installation | 浙江信達可恩消防實業有限責任公司 | 柜式七氟丙烷(HFC-227ea)滅火裝置 | GQQ90/2.5 | GB16670-2006 | -
Automatic Fixed Installation other than Water | Fixed Clean Agent Installation | 浙江信達可恩消防實業有限責任公司 | HFC-277ea Cabinet Gas Fire Extinguishing Equipment | GQQ90/2.5-Hero | GB16670-2006 | -
Automatic Fixed Installation other than Water | Fixed Clean Agent Installation | 浙江信達可恩消防實業有限責任公司 | IG541氣體滅火系統 | ZH-70 | GA400-2002 | -
Automatic Fixed Installation other than Water | Fixed Clean Agent Installation | 浙江信達可恩消防實業有限責任公司 | 七氟丙烷(HFC-227ea)滅火系統 | ZQ-120 | GA400-2002 | -
Automatic Fixed Installation other than Water | Fixed Clean Agent Installation | 浙江信達可恩消防實業有限責任公司 | 七氟丙烷(HFC-227ea)滅火系統 | ZQ-90 | GA400-2002 | -
Automatic Fixed Installation other than Water | Fixed Clean Agent Installation | 浙江浙安消防設備有限公司 | 櫃式七氟丙烷滅火裝置 | GQQ100/2.5-ZA | GB 16670-2006 | -
Automatic Fixed Installation other than Water | Fixed Clean Agent Installation | 浙江浙安消防設備有限公司 | 櫃式七氟丙烷滅火裝置 | GQQ120/2.5-ZA | GB 16670-2006 | -
Automatic Fixed Installation other than Water | Fixed Clean Agent Installation | 浙江浙安消防設備有限公司 | 櫃式七氟丙烷滅火裝置 | GQQ150/2.5-ZA | GB 16670-2006 | -
Automatic Fixed Installation other than Water | Fixed Clean Agent Installation | 浙江浙安消防設備有限公司 | 櫃式七氟丙烷滅火裝置 | GQQ70/2.5-ZA | GB 16670-2006 | -
Automatic Fixed Installation other than Water | Fixed Clean Agent Installation | 廣州永鴻消防設備有限公司 | 七氟丙烷滅火系統 | QMQ4.2/120N-YH(120L) | GB 25972-2010 | -
Automatic Fixed Installation other than Water | Fixed Clean Agent Installation | 廣州永鴻消防設備有限公司 | 七氟丙烷滅火系統 | QMQ4.2/70N-YN(70L) | GB 25972-2010 | -
Automatic Fixed Installation other than Water | Fixed Clean Agent Installation | 廣州永鴻消防設備有限公司 | 七氟丙烷滅火系統 | QMQ4.2/90N-YH(90L) | GB 25972-2010 | -
Automatic Fixed Installation other than Water | Fixed Clean Agent Installation | 廣東勝捷消防設備有限公司 | 七氟丙烷滅火系統 | ZM-100 | GA400-2002 | -
Automatic Fixed Installation other than Water | Fixed Clean Agent Installation | 廣東勝捷消防設備有限公司 | 七氟丙烷滅火系統 | ZM-120 | GA400-2002 | -
Automatic Fixed Installation other than Water | Fixed Clean Agent Installation | 廣東勝捷消防設備有限公司 | 七氟丙烷滅火系統 | ZM-150 | GA400-2002 | -
Automatic Fixed Installation other than Water | Fixed Clean Agent Installation | 廣東勝捷消防設備有限公司 | 七氟丙烷滅火系統 | ZM180 | GA400-2002 | -
Automatic Fixed Installation other than Water | Fixed Clean Agent Installation | 廣東勝捷消防設備有限公司 | 七氟丙烷滅火系統 | ZM-70 | GA400-2002 | -
Automatic Fixed Installation other than Water | Fixed Clean Agent Installation |  | Halogenated Agent Extinguishing System, Pre-Engineered Type |  | ULC | -
Automatic Fixed Installation other than Water | Fixed Clean Agent Installation |  | Halon discharge switch | 2-010-0141 |  | -
Automatic Fixed Installation other than Water | Fixed Clean Agent Installation |  | Halon discharge switch | 2-010-0142 |  | -
Automatic Fixed Installation other than Water | Fixed Clean Agent Installation |  | Halon 1301 System | Pyr-A-lon | UL | -
Automatic Fixed Installation other than Water | Fixed Clean Agent Installation |  | Halon 1301 System | Pyr-A-lon | UL | -
Automatic Fixed Installation other than Water | Fixed Clean Agent Installation |  | Starting Solenoid Halon Cylinders | YSLA-16V |  | -
Automatic Fixed Installation other than Water | Fixed Clean Agent Installation |  | Halogenated Agent (Halon 1301) Extinguishing System Units |  | ULC | -
Automatic Fixed Installation other than Water | Fixed Clean Agent Installation |  | Halogenated Agent Extinguishing System, Engineered Type |  |  | -
Automatic Fixed Installation other than Water | Fixed Clean Agent Installation |  | Engineered Halon 1301 Fire Extinguishing System Unit |  | UL | -
Automatic Fixed Installation other than Water | Fixed Dry Chemical Installation | Cease Fire LLC | Hybird dry chemical automatic extinguishing system | CFF800 | ansi/ul 1254-1999 | -
Automatic Fixed Installation other than Water | Fixed Dry Chemical Installation | Pem-all Fire Extinguisher Corp. | Pre-engineered Type stored Pressure Dry Chemical Extinguishing System | PPA-27 | UL | -
Automatic Fixed Installation other than Water | Fixed Dry Chemical Installation | Pyro Chem Inc | Pre-engineered type Dry-chemical Extinguishing System Unit |  | UL 1254 | -
Automatic Fixed Installation other than Water | Fixed Dry Chemical Installation | Pyro Chem Inc | Stored Pressure type dry chemical extinguishing System | PC-25 | UL | -
Automatic Fixed Installation other than Water | Fixed Dry Chemical Installation | Pyro Chem Inc | Stored Pressure type dry chemical extinguishing System | PC-50 | UL | -
Automatic Fire Alarm System |  | Apollo Fire Detection Ltd. | XP95 analogue addressable multisensor detector | 55000-885 | CEA 4021: 1999-06, CEA GEI 1-049, prEN 54-7 A3(01-04-97), prEN 54-5 F1 (21-7-97) | -
Automatic Fire Alarm System |  | Cerberus | Terminal Bases | Z74 |  | -
Automatic Fire Alarm System |  | Cerberus | Terminal Bases | Z74A |  | -
Automatic Fire Alarm System |  | Cerberus | Terminal Bases | Z90 |  | -
Automatic Fire Alarm System |  | Cerberus | Terminal Bases | Z90A |  | -
Automatic Fire Alarm System |  | Cerberus | Terminal Bases | Z90B |  | -
Automatic Fire Alarm System |  | Cerberus | Terminal Bases | Z90D |  | -
Automatic Fire Alarm System |  | Cerberus AG | Detector Base Adapter | 396468 ZA6/9 | LPC | -
Automatic Fire Alarm System |  | Cerberus AG | Detector Base Adapter | 420363 ZA6/9 Ex | LPC | -
Automatic Fire Alarm System |  | Cerberus AG | Detector | F910 |  | -
Automatic Fire Alarm System |  | Cerberus AG | Detector Base | Z94C | BASEEFA | -
Automatic Fire Alarm System |  | Cerberus Pyrotronics | Dual Zone Control for Automatic Release of Extinguishing System and Local Alarm Signalling | CP-2ER | NFPA 72: 1993, FMRC Class 3820 | -
Automatic Fire Alarm System |  | Computionics Limited (Trading as C-Tec) | Multi-Sensor Detector | C4414 | EN 54-5:2000+A1:2002, EN 54-7:2000+A1:2002+A2:2006 | -
Automatic Fire Alarm System |  | Edwards | Air Duct Detector Unit | 62600 | ULC | -
Automatic Fire Alarm System |  | Edwards | Air Duct Detector Unit | 62650-001 | ULC | -
Automatic Fire Alarm System |  | Edwards | Air Duct Detector Unit | 62650-002 | ULC | -
Automatic Fire Alarm System |  | Esser Sicherbeitstechnik GmbH | Scattered-light Detector | O-1362 | DIN EN 7, EMC 2110 1/85 | -
Automatic Fire Alarm System |  | Fike Corp. Fire Suppression System D.V. | Detector Base | 60-1023 | UL | -
Automatic Fire Alarm System |  | Fike Corp. Fire Suppression System D.V. | Detector Base | 63-1004 | UL | -
Automatic Fire Alarm System |  | Fike Corp. Fire Suppression System D.V. | Detector Base | 67-1010 | UL | -
Automatic Fire Alarm System |  | Fike Corp. Fire Suppression System D.V. | Detector Base | 67-1013 | UL | -
Automatic Fire Alarm System |  | Fike Corp. Fire Suppression System D.V. | Detector Base | 67-1017 | UL | -
Automatic Fire Alarm System |  | Fike Corp. Fire Suppression System D.V. | Detector Base | 67-2RB/4 | UL | -
Automatic Fire Alarm System |  | Fire Control Instruments Inc. | Addressable Detector Base | 301-ID | UL | -
Automatic Fire Alarm System |  | Fire Control Instruments Inc. | Analog Ionization Sensor | ASD-I | UL | -
Automatic Fire Alarm System |  | Fire Control Instruments Inc. | Analog Photoelectronic Sensor | ASD-P | UL | -
Automatic Fire Alarm System |  | G.S. Building System Corp. | Detector addressable intelligent type | SIGA-HFS | UL | -
Automatic Fire Alarm System |  | G.S. Building System Corp. | Detector addressable intelligent type | SIGA-HRS | UL | -
Automatic Fire Alarm System |  | General Monitors Inc. | Controller | FL-201 (P/N 70000-1) | FMR | -
Automatic Fire Alarm System |  | General Monitors Inc. | Controller | FL-801 (P/N 70200-1) | FMR | -
Automatic Fire Alarm System |  | Honeywell Inc. | Detector Bases | 14506587-001 | UL | -
Automatic Fire Alarm System |  | Honeywell Inc. | Detector Bases | 14506587-002 | UL | -
Automatic Fire Alarm System |  | Honeywell Inc. | Detector Bases | 14506587-004 | UL | -
Automatic Fire Alarm System |  | Johnson Control Inc. | Control Unit | IFC-400 | UL 864, UL 1076 | -
Automatic Fire Alarm System |  | Kidde Fire Protection Ltd. | XP95 Short Circuit Isolator | 23900-K044 | LPC 62449/1.3 | -
Automatic Fire Alarm System |  | Kidde-Fenwal Inc. | Detector Bases | 2-Wire | UL | -
Automatic Fire Alarm System |  | Kidde-Fenwal Inc. | Detector Bases | 2WRB | UL | -
Automatic Fire Alarm System |  | Kidde-Fenwal Inc. | Detector Bases | 2WRLT | UL | -
Automatic Fire Alarm System |  | Kidde-Fenwal Inc. | Detector Bases | 4WRB | UL | -
Automatic Fire Alarm System |  | Kidde-Fenwal Inc. | Detector Bases | MA-001 | UL | -
Automatic Fire Alarm System |  | Klaxon Signals Ltd. | Sounder | DB1 | BS 5501 I: 1977, 50014: 1977+A1 to A5, 5501 V: 1977, 50018: 1977+A1 to A3, SFA 3009: 1985 | -
Automatic Fire Alarm System |  | Klaxon Signals Ltd. | Audible Alarm | Klaxon 9M | BS 6941: 1988 | -
Automatic Fire Alarm System |  | Klaxon Signals Ltd. | Beacon | SM87XB | EN 50014: 1977+A1 to A4, 50018: 1977+A1,A2 | -
Automatic Fire Alarm System |  | M/S Alarmline Ltd. | Heat Alarm | Alarmline Type Series 3 |  | -
Automatic Fire Alarm System |  | Matsushita Electric Works Ltd. | Optical Detector | BVR4580911 | EN 54 VII, IX, prEN 54-7 | -
Automatic Fire Alarm System |  | Protec Fire Detection PLC | Incipien Fire Detector (Smoke Actuated) | IFD Cirrus Four | ANSI/NFPA 72, 1996; FMRC Class 3820 9/1979, FMRC Class 3820-3250 2/1976 | -
Automatic Fire Alarm System |  | Protec Fire Detection PLC | Incipien Fire Detector (Smoke Actuated) | IFD Cirrus Three | ANSI/NFPA 72, 1996; FMRC Class 3820 9/1979, FMRC Class 3820-3250 2/1976 | -
Automatic Fire Alarm System |  | Pyrotronics, A Div. of Industries Inc. | Detector Base | DB-X3RS | UL | -
Automatic Fire Alarm System |  | Simplex Time Recorder Co | Sensor Base with Remote LED Drive Base | 4098-9789 | UL 268 | -
Automatic Fire Alarm System |  | Simplex Time Recorder Co | Sensor Base with Relay Drive and Remote LED Drive | 4098-9791 | UL 268 | -
Automatic Fire Alarm System |  | Simplex Time Recorder Co | Isolator Base | 4098-9793 | UL 268 | -
Automatic Fire Alarm System |  | Spectronix Ltd. | Ultraviolet - Infrared Sensor | 750002 | FMRC 3260 2/77, FMRC 3600 3/89, FMRC 3615 3/89, FMRC 3820 9/79, ANSI/EMA 250-1985 3/87 | -
Automatic Fire Alarm System |  | System Sensor | Sounder Base | B601BH | UL | -
Automatic Fire Alarm System |  | System Sensor | Duct Detector Housing | DH500AC/DC | UL | -
Automatic Fire Alarm System |  | System Sensor | Control Module | M500C | UL | -
Automatic Fire Alarm System |  | System Sensor | Monitor Module | M500M | UL | -
Automatic Fire Alarm System |  | System Sensor | Isolator Module | M500X | UL | -
Automatic Fire Alarm System |  | System Sensor | Remote Annunciator | RA400 | UL | -
Automatic Fire Alarm System |  | System Sensor | Remote Annunciator | RA400Z | UL | -
Automatic Fire Alarm System |  | System Sensor, Div. of Pittway Corp. | Electronic Fixed Temperature with Rate of Rise Detection | TC808A-1118 | UL | -
Automatic Fire Alarm System |  | Wormald/Vigilant | Vigilant F4000 Networked Control and Indicating Equipment with Protocol Translation Module | F4000 | AS 1603.4-1987+A1,A2 | -
Automatic Fire Alarm System |  | Wormald/Vigilant | Multi Protool Responder to be used with Vigilant F4000 and F400 AN Control and Indicating Equipment | F4000 | AS 1603.4-1987+A1,A2 | -
Automatic Fire Alarm System |  |  | Smoke Alarm | "Invicta" |  | -
Automatic Fire Alarm System |  |  | Smoke Alarm | S-66 |  | -
Automatic Fire Alarm System | Fire Alarm Control Panel | ADT | Automatic Fire Alarm Control Panel and Equipment |  | UL | -
Automatic Fire Alarm System | Fire Alarm Control Panel | Advanced Electronic Ltd. | Conventional Fire Alarm and Gas Extinguishing Control Panel (Environment Class A) | EX3001 | BS EN 54 II: 98, 54 IV: 8, 12094 I: 03 | -
Automatic Fire Alarm System | Fire Alarm Control Panel | Advanced Electronic Ltd. | Control and Indicating Equipment | MX-1002 | BS EN 54 II: 97, 54 IV: 97 | -
Automatic Fire Alarm System | Fire Alarm Control Panel | Advanced Electronic Ltd. | Control and Indicating Equipment | MX-1004 | BS EN 54 II: 97, 54 IV: 97 | -
Automatic Fire Alarm System | Fire Alarm Control Panel | Advanced Electronic Ltd. | Control and Indicating Equipment | MX-1008 | BS EN 54 II: 97, 54 IV: 97 | -
Automatic Fire Alarm System | Fire Alarm Control Panel | Advanced Electronic Ltd. | Control and Indicating Equipment | MX-1016 | BS EN 54 II: 97, 54 IV: 97 | -
Automatic Fire Alarm System | Fire Alarm Control Panel | Advanced Electronic Ltd. | Control and Indicating Equipment | MX-1032 | BS EN 54 II: 97, 54 IV: 97 | -
Automatic Fire Alarm System | Fire Alarm Control Panel | Advanced Electronic Ltd. | Control and Indicating Equipment | MX-1108 | BS EN 54 II: 97, 54 IV: 97 | -
Automatic Fire Alarm System | Fire Alarm Control Panel | Advanced Electronic Ltd. | Control and Indicating Equipment | MX-1116 | BS EN 54 II: 97, 54 IV: 97 | -
Automatic Fire Alarm System | Fire Alarm Control Panel | Advanced Electronic Ltd. | Control and Indicating Equipment | MX-1132 | BS EN 54 II: 97, 54 IV: 97 | -
Automatic Fire Alarm System | Fire Alarm Control Panel | Advanced Electronic Ltd. | Analogue Addressable Fire Alarm Control Panel | MX4100 | BS EN 54 II: 98, 54 IV: 98 | -
Automatic Fire Alarm System | Fire Alarm Control Panel | Advanced Electronic Ltd. | Analogue Addressable Fire Alarm Control Panel | MX4200 | BS EN 54 II: 98, 54 IV: 98 | -
Automatic Fire Alarm System | Fire Alarm Control Panel | Advanced Electronic Ltd. | Analogue Addressable Fire Alarm Control Panel | MX4400 | BS EN 54 II: 98, 54 IV: 98 | -
Automatic Fire Alarm System | Fire Alarm Control Panel | Advanced Electronic Ltd. | 8 loop analogue addressable fire alarm control panel | MX4800 | BS EN 54 II, IV | -
Automatic Fire Alarm System | Fire Alarm Control Panel | Advanced Electronics Ltd. | Analogue Addressable Control and Indicating Equipment (Fire Control Panel) | FIREline-1 | BS EN 54-2: 1998, BS EN 54-4: 1988+A1: 2002, BS EN 50130-4: 1996+A1: 1998+A2: 2003 | -
Automatic Fire Alarm System | Fire Alarm Control Panel | Advanced Electronics Ltd. | Analogue Addressable Control and Indicating Equipment (Fire Control Panel) | FIREline-2 | BS EN 54-2: 1998, BS EN 54-4: 1988+A1: 2002, BS EN 50130-4: 1996+A1: 1998+A2: 2003 | -
Automatic Fire Alarm System | Fire Alarm Control Panel | Advanced Electronics Ltd. | Analogue Addressable Control and Indicating Equipment (Fire Control Panel) | FIREline-4 | BS EN 54-2: 1998, BS EN 54-4: 1988+A1: 2002, BS EN 50130-4: 1996+A1: 1998+A2: 2003 | -
Automatic Fire Alarm System | Fire Alarm Control Panel | Advanced Electronics Ltd. | Analogue Addressable Control and Indicating Equipment (Fire Control Panel) | FIREline-8 | BS EN 54-2: 1998, BS EN 54-4: 1988+A1: 2002, BS EN 50130-4: 1996+A1: 1998+A2: 2003 | -
Automatic Fire Alarm System | Fire Alarm Control Panel | AFA | Minerva Master Fire Control & Indicating Panel of System | 1700 4-64 |  | -
Automatic Fire Alarm System | Fire Alarm Control Panel | AFA | AFA Minerva Automatic Fire Alarm System | System 1500 |  | -
Automatic Fire Alarm System | Fire Alarm Control Panel | Alarm Device Manufacturing Co | Fire Alarm Control Panel | Fire-Lite MS-4824 | UL | -
Automatic Fire Alarm System | Fire Alarm Control Panel | Alarm Device Manufacturing Co | Fire Control Units | Miniscan 4012 | UL | -
Automatic Fire Alarm System | Fire Alarm Control Panel | Alarm Device Manufacturing Co | Fire Control Units | Miniscan 4014 | UL | -
Automatic Fire Alarm System | Fire Alarm Control Panel | Alarmcom Ingelsa s.a | Fire Control and Indicating Equipment | FC500C | EN 54: II 12/97, IV: 12/97, VdS 2540 12/96, 2541 12/96 | -
Automatic Fire Alarm System | Fire Alarm Control Panel | Alarmcom Ingelsa s.a (SP) | Control and Indicating Equipment | FC330C | EN 54 II: 8/96, IV: 4/92 | -
Automatic Fire Alarm System | Fire Alarm Control Panel | Alarmcom Ingelsa S.A. | Fire Alarm Panel | BC1002 | EN 54-2 12/97, 54-4 12/97 | -
Automatic Fire Alarm System | Fire Alarm Control Panel | Alarmcom Ingelsa S.A. | Fire Alarm Panel | BC1004 | EN 54-2 12/97, 54-4 12/97 | -
Automatic Fire Alarm System | Fire Alarm Control Panel | Alarmcom Ingelsa S.A. | Fire Alarm Panel | BC1008 | EN 54-2 12/97, 54-4 12/97 | -
Automatic Fire Alarm System | Fire Alarm Control Panel | Alarmcom Ingelsa S.A. | Fire Alarm Panel | BC1012 | EN 54-2 12/97, 54-4 12/97 | -
Automatic Fire Alarm System | Fire Alarm Control Panel | Ampac Industries | Fire Indicator Panel | AB04/AB04A | AS 1603.4-1987 IV+A1,A2 | -
Automatic Fire Alarm System | Fire Alarm Control Panel | Ampac Industries | Fire Indicator Panel | FireFinderTM | AS 1603.4-1987 IV+A1,A2 | -
Automatic Fire Alarm System | Fire Alarm Control Panel | AMPAC Industries (W/A) Pty Ltd. | Fire Indicator Panel | AB1000 | AS 1603.4-1987 IV+A1,A2 | -
Automatic Fire Alarm System | Fire Alarm Control Panel | Ampac Industries P/L | Fire Indicator Panel | Chubb, FFSP | AS 1603 IV: 1987+A1 to A2 | -
Automatic Fire Alarm System | Fire Alarm Control Panel | Ampac Industries P/L | Fire Indicator Panel | Kidde, SP Range | AS 1603 IV: 1981+A1 to A2 | -
Automatic Fire Alarm System | Fire Alarm Control Panel | AMPAC Industries Pty Ltd. | Fire Indicator Panel | AB800 | AS 1603.4-1987 IV+A1,A2, AS 2220.1-1989 | -
Automatic Fire Alarm System | Fire Alarm Control Panel | AMPAC Industries Pty Ltd. | Fire Indicator Panel | Kidde AB3000 Range | AS 1603.4-1987+A1,A2 | -
Automatic Fire Alarm System | Fire Alarm Control Panel | Ampac Technologies Pty Ltd. | Fire Indicator Panel | ZoneSense PLUS | AS 4428.1-1998, AS 4214-2000, AS/NZS 1668-1998 | -
Automatic Fire Alarm System | Fire Alarm Control Panel | Ansul Fire Protection | Abort Switch | 76494 | UL 864 | -
Automatic Fire Alarm System | Fire Alarm Control Panel | Ansul Fire Protection | Lock-out Switch | 76498 | UL 864 | -
Automatic Fire Alarm System | Fire Alarm Control Panel | Ansul Fire Protection | 2 Zones control panel | Ansul Autopulse 2000 | FMRC 2000 | -
Automatic Fire Alarm System | Fire Alarm Control Panel | Ansul Fire Protection | 2 Zones Control Panel | Ansul Autopulse 2000 | FMRC | -
Automatic Fire Alarm System | Fire Alarm Control Panel | Ansul Fire Protection | Signal System Control Unit | Autopulse 442D | UL 864 | -
Automatic Fire Alarm System | Fire Alarm Control Panel | Ansul Fire Protection | Signal System Control Unit | Autopulse 442R | UL 864 | -
Automatic Fire Alarm System | Fire Alarm Control Panel | Ansul Fire Protection | Control Unit | Autopulse IQ301 | UL 864 | -
Automatic Fire Alarm System | Fire Alarm Control Panel | Apollo Fire Detection Ltd. | XP95 Zone Monitor Unit with Isolator | 55000-844 | GEI 1-052 | -
Automatic Fire Alarm System | Fire Alarm Control Panel | Apollo Fire Detection Ltd. | XP95 Zone Monitor Unit with Isolator | 55000-845 | GEI 1-052 | -
Automatic Fire Alarm System | Fire Alarm Control Panel | Apollo Fire Detection Ltd. | XP95 Sounder Control Unit with Isolator | 55000-851 | GEI 1-052 | -
Automatic Fire Alarm System | Fire Alarm Control Panel | Apollo Fire Detection Ltd. | XP95 Sounder Control Unit with Isolator | 55000-852 | GEI 1-052 | -
Automatic Fire Alarm System | Fire Alarm Control Panel | Argus Fire Control | Fire Alarm Control Panel for Automatic Releasic of Extinguishing System (2 Zone) | DDZ-2 | FMRC 3820 (9/78) | -
Automatic Fire Alarm System | Fire Alarm Control Panel | Argus Fire Control | Fire Alarm Control Panel for Automatic Releasic of Extinguishing System (4 Zone) | XTRA | FMRC 3820 (9/78) | -
Automatic Fire Alarm System | Fire Alarm Control Panel | ASOCA Fire System | EV Fire Alarm Control Panel | 1-EV |  | -
Automatic Fire Alarm System | Fire Alarm Control Panel | Autronica Fire and Security AS | Fire Alarm Panel | BS-310 | EN 54 II: 1997, IV: 1997 | -
Automatic Fire Alarm System | Fire Alarm Control Panel | Autronica Fire and Security AS | Fire Alarm Panel | BS-320 | EN 54 II: 1997, IV: 1997 | -
Automatic Fire Alarm System | Fire Alarm Control Panel | BBS Stotz | Fire Alarm Control Unit | BZK 24 | VDS | -
Automatic Fire Alarm System | Fire Alarm Control Panel | BBS Stotz | Fire Alarm Control Unit | K8 | VDS | -
Automatic Fire Alarm System | Fire Alarm Control Panel | Bentel Security S.r.l. | Control and Indicating Equipment for fire alarm System (Fire Alarm Control Panel) | J408-2 | EN 54-2: 1997, EN 54-4: 1997+A1: 2002, EN 60950-1: 2001 | -
Automatic Fire Alarm System | Fire Alarm Control Panel | Bentel Security S.r.l. | Control and Indicating Equipment for fire alarm System (Fire Alarm Control Panel) | J408-4 | EN 54-2: 1997, EN 54-4: 1997+A1: 2002, EN 60950-1: 2001 | -
Automatic Fire Alarm System | Fire Alarm Control Panel | Bentel Security S.r.l. | Control and Indicating Equipment for fire alarm System (Fire Alarm Control Panel) | J408-8 | EN 54-2: 1997, EN 54-4: 1997+A1: 2002, EN 60950-1: 2001 | -
Automatic Fire Alarm System | Fire Alarm Control Panel | Bentel Security S.r.l. | Control and Indicating Equipment for fire alarm System (Fire Alarm Control Panel) | J424 | EN 54-2: 1997, EN 54-4: 1997+A1: 2002, EN 60950-1: 2001 | -
Automatic Fire Alarm System | Fire Alarm Control Panel | Bosch SicherheitsSystem GmbH | Fire Alarm Control Unit | BE500 | CEA GEI 1-052: 06/97, VdS 2540 12/96, DIN EN 54 II: 12/97, VdS 2344: 02/99 | -
Automatic Fire Alarm System | Fire Alarm Control Panel | Bosch Sicherheitssysteme GmbH | Control and Indicating Equipment | FPA 5000 | DIN EN 54 II, VdS 2540 | -
Automatic Fire Alarm System | Fire Alarm Control Panel | Bosch Telecom GmbH | Indicator Panel | ATB 100 LSN | Din 54 II: 12/97, VdS 2344: 02/99 | -
Automatic Fire Alarm System | Fire Alarm Control Panel | Bosch Telecom GmbH | Indicator Panel | BAT 100 LSN | DIN EN 54 II: 12/97, VdS 2344: 02/99 | -
Automatic Fire Alarm System | Fire Alarm Control Panel | Bosch Telecom GmbH | Control Panel | BE 1000 | DIN EN 54 II: 12/97, VdS 2344: 02/99 | -
Automatic Fire Alarm System | Fire Alarm Control Panel | Bosch Telecom GmbH | Fire Alarm Control Unit | BZ500 | prEN II, IV: 1992, VdS 2540 | -
Automatic Fire Alarm System | Fire Alarm Control Panel | Bosch Telecom GmbH | Fire Alarm Control Unit | UEZ 2000B | prEN 54 II, IV: 1992, VdS 2540: 11/96 | -
Automatic Fire Alarm System | Fire Alarm Control Panel | BRK Electronics | FS90 Plus/ FS90 Fire Control Unit - Control Module | TC810A1056 | UL | -
Automatic Fire Alarm System | Fire Alarm Control Panel | BRK Electronics, Div. of Pittway Corp. | Control Unit Accessories - End-of-line Resister | A2143-00 | UL 864 | -
Automatic Fire Alarm System | Fire Alarm Control Panel | BRK Electronics, Div. of Pittway Corp. | Control Unit Accessories - Control Module | CMX-1 | UL 864 | -
Automatic Fire Alarm System | Fire Alarm Control Panel | BRK Electronics, Div. of Pittway Corp. | Control Unit Accessories - Fault Isolator Module | ISO-X | UL 864 | -
Automatic Fire Alarm System | Fire Alarm Control Panel | BRK Electronics, Div. of Pittway Corp. | Control Unit Accessories - Monitor Module | MMX-1 | UL 864 | -
Automatic Fire Alarm System | Fire Alarm Control Panel | BRK Electronics, Div. of Pittway Corp. | Control Unit Accessories - Surface Mount Box | SMB500 | UL 864 | -
Automatic Fire Alarm System | Fire Alarm Control Panel | Caradon Esser GmBH | 12-relay Transponder | 788610 | CEA GEI I-052 para 4.3,4.4,5.2 to 5.11, VdS 2504 para.5 | -
Automatic Fire Alarm System | Fire Alarm Control Panel | Caradon Esser GmBH | 32-LED Transponder | 788611 | CEA GEI I-052 para 4.3,4.4,5.2 to 5.11, VdS 2504 para.5 | -
Automatic Fire Alarm System | Fire Alarm Control Panel | Caradon Esser GmBH | Integral Isolator | 788612 | CEA GEI I-052 para 4.3,4.4,5.2 to 5.11, VdS 2504 para.5 | -
Automatic Fire Alarm System | Fire Alarm Control Panel | Caradon Esser GmBH | 4-zone, 2-relay Transponder | 788613 | CEA GEI I-052 para 4.3,4.4,5.2 to 5.11, VdS 2504 para.5 | -
Automatic Fire Alarm System | Fire Alarm Control Panel | Caradon Esser GmBH | 1-zone Transponder | 788614 | CEA GEI I-052 para 4.3,4.4,5.2 to 5.11, VdS 2504 para.5 | -
Automatic Fire Alarm System | Fire Alarm Control Panel | Caradon Esser GmBH | Fire Alarm Panel | 8000C | DIN EN 54 II 12/97 | -
Automatic Fire Alarm System | Fire Alarm Control Panel | Caradon Esser GmBH | Fire Alarm Panel | 8000M | DIN EN 54 II 12/97 | -
Automatic Fire Alarm System | Fire Alarm Control Panel | Caradon Esser GmBH | Fire Alarm Panel | essertronic ® 8007 | prEN 54 II, prEN 54 IV Sec 5-9.15, VdS 2110 05.92, EN 54 II 12/97, VdS 2540 12/96 | -
Automatic Fire Alarm System | Fire Alarm Control Panel | Caradon Esser GmBH | Analog Addressable Fire Alarm Control Panel | Gent-8000 Series | BS EN 54-2: 1998, BS EN 54-4: 1998 | -
Automatic Fire Alarm System | Fire Alarm Control Panel | Caradon Gent Ltd. | Control and Indicating Equipment (Fire Alarm Control Panel) | VIGILON VIG4-V3+ | BS 5839 IV: 1988 | -
Automatic Fire Alarm System | Fire Alarm Control Panel | Caradon Gent Ltd. | Automatic Fire Alarm Control and Indicating Equipment | Xenex 1 | BS EN 54-2: 1998, 54-4: 1998 | -
Automatic Fire Alarm System | Fire Alarm Control Panel | Caradon Gent Ltd. | Automatic Fire Alarm Control and Indicating Equipment | Xenex 2 | BS EN 54-2: 1998, 54-4: 1998 | -
Automatic Fire Alarm System | Fire Alarm Control Panel | Caradon Gent Ltd. | Automatic Fire Alarm Control and Indicating Equipment | Xenex 4 | BS EN 54-2: 1998, 54-4: 1998 | -
Automatic Fire Alarm System | Fire Alarm Control Panel | Caradon Gent Ltd. | Automatic Fire Alarm Control and Indicating Equipment | Xenex 8 | BS EN 54-2: 1998, 54-4: 1998 | -
Automatic Fire Alarm System | Fire Alarm Control Panel | Cerberus | Fire Detection Control and Indicating System Equipment | CI 1145 | prEN54-2: 1992, prEN54-4, VdS 2541: 12/1996 | -
Automatic Fire Alarm System | Fire Alarm Control Panel | Cerberus A.G. | Fire Alarm Control and Indicating System | CI 1140 | EN 54-2, prEN 54-4 | -
Automatic Fire Alarm System | Fire Alarm Control Panel | Cerberus A.G. | Fire Alarm Control and Indicating System | CS 1140 | EN 54-2, prEN 54-4 | -
Automatic Fire Alarm System | Fire Alarm Control Panel | Cerberus AG | CZ 10 Control Panel | 18/29 | LPCB | -
Automatic Fire Alarm System | Fire Alarm Control Panel | Cerberus AG | Fire Alarm Control and Indicating System Accessories - Extinguishing Operation Unit | B3Q440 | prEN54 II: 1992, prEN54 IV: 1992 | -
Automatic Fire Alarm System | Fire Alarm Control Panel | Cerberus AG | Fire Alarm Control and Indicating System Accessories - Floor Indicator | B3Q580 | prEN54 II: 1992, prEN54 IV: 1992 | -
Automatic Fire Alarm System | Fire Alarm Control Panel | Cerberus AG | Fire Alarm Control and Indicating System Accessories - Scandinavian Fire Brigade Operating Panel | B3Q590 | prEN54 II: 1992, prEN54 IV: 1992 | -
Automatic Fire Alarm System | Fire Alarm Control Panel | Cerberus AG | Fire Alarm Control and Indicating System Accessories - Parallel Display | B3R051 | prEN54 II: 1992, prEN54 IV: 1992 | -
Automatic Fire Alarm System | Fire Alarm Control Panel | Cerberus AG | Fire Detection System Control and Indicating Equipment | CC 11 | Vds | -
Automatic Fire Alarm System | Fire Alarm Control Panel | Cerberus AG | Fire Alarm Control and Indicating System | CS 1140 | EN 54-2, prEN 54-4 | -
Automatic Fire Alarm System | Fire Alarm Control Panel | Cerberus AG | Fire Detection Control Unit | CS1110 | prEN54 II: 1992, prEN54 IV: 1992 | -
Automatic Fire Alarm System | Fire Alarm Control Panel | Cerberus AG | Fire Detection Control and Indicating System | CS1115 | prEN54-4: 1992, prEN54-2: 1995 | -
Automatic Fire Alarm System | Fire Alarm Control Panel | Cerberus AG | Fire Alarm Control and Indicating Equipment | CS1140 | prEN 54 II: 1992, prEN 54: IV | -
Automatic Fire Alarm System | Fire Alarm Control Panel | Cerberus AG | Operating Panel | CT 11 | Vds | -
Automatic Fire Alarm System | Fire Alarm Control Panel | Cerberus AG | Danger Management Control System (Fire) | CZ10 | LPC | -
Automatic Fire Alarm System | Fire Alarm Control Panel | Cerberus AG | Fire Alarm Control and Indicating System Accessories - Mimic Display | K3R071 | prEN54 II: 1992, prEN54 IV: 1992 | -
Automatic Fire Alarm System | Fire Alarm Control Panel | Cerberus Alsace SA | Fire Alarm Control and Indicating Equipment | CCE 1101 | CEA GEI 6-N 120 (17/12/1997), pr EN 54 iv: 12/1997, VdS 2540: 12/96, Vds 2541: 12/96 | -
Automatic Fire Alarm System | Fire Alarm Control Panel | Cerberus Pyrotronics | Main Control Board | 30763 | UL | -
Automatic Fire Alarm System | Fire Alarm Control Panel | Cerberus Pyrotronics | Alternate Construction Main Control Board | 30763 | UL | -
Automatic Fire Alarm System | Fire Alarm Control Panel | Cerberus Pyrotronics | Display Card | 30764 | UL | -
Automatic Fire Alarm System | Fire Alarm Control Panel | Cerberus Pyrotronics | Addressable Control Element, Surface Mounted | CE-S | UL | -
Automatic Fire Alarm System | Fire Alarm Control Panel | Cerberus Pyrotronics | Addressable Control Element, Flush Mounted | CE-S | UL | -
Automatic Fire Alarm System | Fire Alarm Control Panel | Cerberus Pyrotronics | Addressable collective Zone Interface | CZI-H2S | UL | -
Automatic Fire Alarm System | Fire Alarm Control Panel | Cerberus Pyrotronics | Addressable Collective Zone Interface | CZI-H4S | UL | -
Automatic Fire Alarm System | Fire Alarm Control Panel | Cerberus Pyrotronics | Addressable Collective Zone Interface | CZI-L2S | UL | -
Automatic Fire Alarm System | Fire Alarm Control Panel | Cerberus Pyrotronics | Addressable Collective Zone Interface | CZI-L4S | UL | -
Automatic Fire Alarm System | Fire Alarm Control Panel | Cerberus Pyrotronics | Addressable Detector Base | DB-35 | UL | -
Automatic Fire Alarm System | Fire Alarm Control Panel | Cerberus Pyrotronics | Ionization Smoke Detector | DI-3/3H/A3/A3H | UL | -
Automatic Fire Alarm System | Fire Alarm Control Panel | Cerberus Pyrotronics | Air Duct Ionization Smoke Detector | DO-B3/B3H | UL | -
Automatic Fire Alarm System | Fire Alarm Control Panel | Cerberus Pyrotronics | Thermal Smoke Detector | DT-3P | UL | -
Automatic Fire Alarm System | Fire Alarm Control Panel | Cerberus Pyrotronics | Remote Graphic Driver Module | GAD | UL | -
Automatic Fire Alarm System | Fire Alarm Control Panel | Cerberus Pyrotronics | INS-2/Voice Interface Sub-assembly | INS-EVI | UL | -
Automatic Fire Alarm System | Fire Alarm Control Panel | Cerberus Pyrotronics | Point Expander Modules | INS-EXP | UL | -
Automatic Fire Alarm System | Fire Alarm Control Panel | Cerberus Pyrotronics | Meter Assembly | INS-MTR | UL | -
Automatic Fire Alarm System | Fire Alarm Control Panel | Cerberus Pyrotronics | Local Alphanumetric / Printer interface | LAN | UL | -
Automatic Fire Alarm System | Fire Alarm Control Panel | Cerberus Pyrotronics | Addressable Remote LED Annunciator | LED-1, LED-2 | UL | -
Automatic Fire Alarm System | Fire Alarm Control Panel | Cerberus Pyrotronics | Addressable Remote Annunciator | LED-1, LED-2 | UL | -
Automatic Fire Alarm System | Fire Alarm Control Panel | Cerberus Pyrotronics | Annunciator Cabinet | LED-CAB | UL | -
Automatic Fire Alarm System | Fire Alarm Control Panel | Cerberus Pyrotronics | Local Printer Interface | LPI | UL | -
Automatic Fire Alarm System | Fire Alarm Control Panel | Cerberus Pyrotronics | Addressable Manual Pull Station | MSZ-1 | UL | -
Automatic Fire Alarm System | Fire Alarm Control Panel | Cerberus Pyrotronics | Photoelectric Smoke Detector | PEC-3 | UL | -
Automatic Fire Alarm System | Fire Alarm Control Panel | Cerberus Pyrotronics | Fire Alarm Control Unit | PXL | UL 864 | -
Automatic Fire Alarm System | Fire Alarm Control Panel | Cerberus Pyrotronics | Remote Alphanumetric / Printer interface | RAN | UL | -
Automatic Fire Alarm System | Fire Alarm Control Panel | Cerberus Pyrotronics | Remote Printer Interface | RPI | UL | -
Automatic Fire Alarm System | Fire Alarm Control Panel | Cerberus Pyrotronics | Remote Relay Driver Module | RRD | UL | -
Automatic Fire Alarm System | Fire Alarm Control Panel | Cerberus Pyrotronics | Control Unit | SXL | UL 864 | -
Automatic Fire Alarm System | Fire Alarm Control Panel | Cerberus Pyrotronics | Low Current, 2 Wire, Class B |  | UL | -
Automatic Fire Alarm System | Fire Alarm Control Panel | Cerberus Pyrotronics | Low Current, 4 Wire, Class A |  | UL | -
Automatic Fire Alarm System | Fire Alarm Control Panel | Cerberus Pyrotronics | High Current, 2 Wire, Class B |  | UL | -
Automatic Fire Alarm System | Fire Alarm Control Panel | Cerberus Pyrotronics | High Current, 4 Wire, Class A |  | UL | -
Automatic Fire Alarm System | Fire Alarm Control Panel | Cerberus Pyrotronics Inc. | Detector Base Adapter | DMS7000 | UL | -
Automatic Fire Alarm System | Fire Alarm Control Panel | Chemetron File System | Fire Alarm Control Panel | Micro Junior | UL | -
Automatic Fire Alarm System | Fire Alarm Control Panel | Chemetron File System, Inc | Control Units, Releasing Device | SG | UL | -
Automatic Fire Alarm System | Fire Alarm Control Panel | Chubb Fire Security | Fire Alarm Control Unit | 3000 | ULC | -
Automatic Fire Alarm System | Fire Alarm Control Panel | Computionics Ltd. | Conventional Automatic Fire Alarm Panel | CFP2 | BS EN 54 II,IV: 1998 | -
Automatic Fire Alarm System | Fire Alarm Control Panel | Computionics Ltd. | Conventional Automatic Fire Alarm Panel | CFP4 | BS EN 54 II,IV: 1998 | -
Automatic Fire Alarm System | Fire Alarm Control Panel | Computionics Ltd. | Conventional Automatic Fire Alarm Panel | CFP8 | BS EN 54 II,IV: 1998 | -
Automatic Fire Alarm System | Fire Alarm Control Panel | Control Equipment Ltd. | Analogue Addressable Automatic Fire Alarm Panel | Discovery | BS EN 54-2: 1998, 54-4: 1998 | -
Automatic Fire Alarm System | Fire Alarm Control Panel | Control Equipment Ltd. | 4 zone Precept Fire Alarm System | Precept | LPC | -
Automatic Fire Alarm System | Fire Alarm Control Panel | Control Equipment Ltd. | 16 zone Precept Fire Alarm System | Precept | LPC | -
Automatic Fire Alarm System | Fire Alarm Control Panel | Control Equipment Ltd. | 32 zone Precept Fire Alarm System | Precept | LPC | -
Automatic Fire Alarm System | Fire Alarm Control Panel | Control Equipment Ltd. | 2 zone Precept Fire Alarm System | Precept | LPC | -
Automatic Fire Alarm System | Fire Alarm Control Panel | Control Equipment Ltd. | 8 zone Precept Fire Alarm System | Precept | LPC | -
Automatic Fire Alarm System | Fire Alarm Control Panel | Control Equipment Ltd. | 2 Zone Conventional Control and Indicating Equipment (Fire Alarm Control Panel) | Precept | EN 54-2: 1997, 4: 1997 | -
Automatic Fire Alarm System | Fire Alarm Control Panel | Control Equipment Ltd. | 4 Zone Conventional Control and Indicating Equipment (Fire Alarm Control Panel) | Precept | EN 54-2: 1997, 4: 1997 | -
Automatic Fire Alarm System | Fire Alarm Control Panel | Control Equipment Ltd. | 8 Zone Conventional Control and Indicating Equipment (Fire Alarm Control Panel) | Precept | EN 54-2: 1997, 4: 1997 | -
Automatic Fire Alarm System | Fire Alarm Control Panel | Control Equipment Ltd. | 16 Zone Conventional Control and Indicating Equipment (Fire Alarm Control Panel) | Precept | EN 54-2: 1997, 4: 1997 | -
Automatic Fire Alarm System | Fire Alarm Control Panel | Control Equipment Ltd. | 32 Zone Conventional Control and Indicating Equipment (Fire Alarm Control Panel) | Precept | EN 54-2: 1997, 4: 1997 | -
Automatic Fire Alarm System | Fire Alarm Control Panel | Control Equipment Ltd. | 8 Zone Conventional Repeater Unit (Fire Alarm Control Panel) | Precept | EN 54-2: 1997, 4: 1997 | -
Automatic Fire Alarm System | Fire Alarm Control Panel | Control Equipment Ltd. | 16 Zone Conventional Repeater Unit (Fire Alarm Control Panel) | Precept | EN 54-2: 1997, 4: 1997 | -
Automatic Fire Alarm System | Fire Alarm Control Panel | Control Equipment Ltd. | 32 Zone Conventional Repeater Unit (Fire Alarm Control Panel) | Precept | EN 54-2: 1997, 4: 1997 | -
Automatic Fire Alarm System | Fire Alarm Control Panel | Control Equipment Ltd. | Precept 16 zone CIE | ZC3-16 zone CIE | LPC | -
Automatic Fire Alarm System | Fire Alarm Control Panel | Control Equipment Ltd. | Precept 2 zone CIE | ZC3-2 zone CIE | LPC | -
Automatic Fire Alarm System | Fire Alarm Control Panel | Control Equipment Ltd. | Precept 32 zone CIE | ZC3-32 zone CIE | LPC | -
Automatic Fire Alarm System | Fire Alarm Control Panel | Control Equipment Ltd. | Precept 4 zone CIE | ZC3-4 zone CIE | LPC | -
Automatic Fire Alarm System | Fire Alarm Control Panel | Control Equipment Ltd. | Precept 8 zone CIE | ZC3-8 zone CIE | LPC | -
Automatic Fire Alarm System | Fire Alarm Control Panel | Copper Lighting and Security | Analogue Addressable Control and Indicating Equipment (Fire Alarm Control Panel) | CF3000 | EN 54 II: 1997, IV: 1997 | -
Automatic Fire Alarm System | Fire Alarm Control Panel | Copper Lighting and Security | Analogue Addressable Control and Indicating Equipment (Fire Alarm Control Panel) | DF6000 | EN 54 II: 1997, IV: 1997 | -
Automatic Fire Alarm System | Fire Alarm Control Panel | Dell | FS90 Plus/ FS90 Fire Control Unit - Personal Computer | 14507182 | UL | -
Automatic Fire Alarm System | Fire Alarm Control Panel | Dell | FS90 Plus/ FS90 Fire Control Unit - Personal Computer | 14507186-001 | UL | -
Automatic Fire Alarm System | Fire Alarm Control Panel | Dell | FS90 Plus/ FS90 Fire Control Unit - Personal Computer | 14507197-001 | UL | -
Automatic Fire Alarm System | Fire Alarm Control Panel | Dell | FS90 Plus/ FS90 Fire Control Unit - Personal Computer | 14507530-001 | UL 864 | -
Automatic Fire Alarm System | Fire Alarm Control Panel | Dell | FS90 Plus/ FS90 Fire Control Unit - Keyboard | LEXMARK Model M | UL | -
Automatic Fire Alarm System | Fire Alarm Control Panel | Detection Electronique Francaise Protecbat | Signalling Panel | TV 12/42 |  | -
Automatic Fire Alarm System | Fire Alarm Control Panel | Detection System Inc. | Fire Alarm Control Unit | DS7400Xi | UL | -
Automatic Fire Alarm System | Fire Alarm Control Panel | Detection System Inc. | Fire Alarm Control Unit | DS7447 | UL | -
Automatic Fire Alarm System | Fire Alarm Control Panel | Detection System Inc. | Fire Alarm Control Panel | DS9400i | UL 864 | -
Automatic Fire Alarm System | Fire Alarm Control Panel | Detection System Inc. | Fire Alarm Control Panel | DS9400M | UL 864 | -
Automatic Fire Alarm System | Fire Alarm Control Panel | Detection System Inc. | Fire Alarm Control Panel | DS9422 | UL 864 | -
Automatic Fire Alarm System | Fire Alarm Control Panel | Detector Electronics | Relay Output Module | R6006A | FMR | -
Automatic Fire Alarm System | Fire Alarm Control Panel | Detector Electronics | Relay Output Module | R6006B | FMR | -
Automatic Fire Alarm System | Fire Alarm Control Panel | Detector Electronics | Controller | R7404 | FMR | -
Automatic Fire Alarm System | Fire Alarm Control Panel | Dunford Hepburn Ltd. | Control Panel Surete | 8/16 zone extension panel | LPC | -
Automatic Fire Alarm System | Fire Alarm Control Panel | Dunford Hepburn Ltd. | Analogue Addressable Automatic Fire Alarm System | C-2000 | LPC | -
Automatic Fire Alarm System | Fire Alarm Control Panel | Dunford Hepburn Ltd. | Analogue Addressable Automatic Fire Alarm System | Procyon | LPC | -
Automatic Fire Alarm System | Fire Alarm Control Panel | Edwards | Control Unit, Fire Alarm System | 1520 |  | -
Automatic Fire Alarm System | Fire Alarm Control Panel | Edwards | Control Unit, Fire Alarm System | 1526 |  | -
Automatic Fire Alarm System | Fire Alarm Control Panel | Edwards | Control Unit, Fire Alarm System | 1527 |  | -
Automatic Fire Alarm System | Fire Alarm Control Panel | Edwards | Control Unit, Fire Alarm System | 2280 |  | -
Automatic Fire Alarm System | Fire Alarm Control Panel | Edwards | Control Unit, Fire Alarm System | 5700 |  | -
Automatic Fire Alarm System | Fire Alarm Control Panel | Edwards | Control Unit, Fire Alarm System | 5800 |  | -
Automatic Fire Alarm System | Fire Alarm Control Panel | Edwards | Control Unit, Fire Alarm System | 6500 |  | -
Automatic Fire Alarm System | Fire Alarm Control Panel | Edwards | Control Unit, Fire Alarm System | 8500 |  | -
Automatic Fire Alarm System | Fire Alarm Control Panel | Edwards, A Unit of General Signal Ltd. | Fire Alarm Control Unit, Local & Auxilliary System. | 6601 | ULC | -
Automatic Fire Alarm System | Fire Alarm Control Panel | Edwards, A Unit of General Signal Ltd. | Fire Alarm Control Unit, Local & Auxilliary System. | 6602 | ULC | -
Automatic Fire Alarm System | Fire Alarm Control Panel | Edwards, A Unit of General Signal Ltd. | Fire Alarm Control Unit, Local & Auxilliary System. | 6604 | ULC | -
Automatic Fire Alarm System | Fire Alarm Control Panel | Edwards, A Unit of General Signal Ltd. | Fire Alarm Control Unit, Local & Auxilliary System. | 6616 | ULC | -
Automatic Fire Alarm System | Fire Alarm Control Panel | Edwards, A Unit of General Signal Ltd. | Fire Alarm Control Unit, Local & Auxilliary System. | 6632 | ULC | -
Automatic Fire Alarm System | Fire Alarm Control Panel | Edwards, A Unit of General Signal Ltd. | Model ESA2000 Control Unit - Input Module | 2001-001 |  | -
Automatic Fire Alarm System | Fire Alarm Control Panel | Edwards, A Unit of General Signal Ltd. | Model ESA2000 Control Unit - Output Module | 2002-001 |  | -
Automatic Fire Alarm System | Fire Alarm Control Panel | Edwards, A Unit of General Signal Ltd. | Model ESA2000 Control Unit - Output Relay Module | 2002-401 |  | -
Automatic Fire Alarm System | Fire Alarm Control Panel | Edwards, A Unit of General Signal Ltd. | Model ESA2000 Control Unit - 15W Page Zone Module | 2004-001 |  | -
Automatic Fire Alarm System | Fire Alarm Control Panel | Edwards, A Unit of General Signal Ltd. | Model ESA2000 Control Unit - 60W Page Zone Module | 2004-302 |  | -
Automatic Fire Alarm System | Fire Alarm Control Panel | Edwards, A Unit of General Signal Ltd. | ESA 2000 System Periphery - 30w amplifier | 2004-X002 | UL | -
Automatic Fire Alarm System | Fire Alarm Control Panel | Edwards, A Unit of General Signal Ltd. | Model ESA2000 Control Unit - Telephone Zone Module | 2005-001 |  | -
Automatic Fire Alarm System | Fire Alarm Control Panel | Edwards, A Unit of General Signal Ltd. | ESA 2000 System Periphery - Telephone master module | 2006-0004 | UL | -
Automatic Fire Alarm System | Fire Alarm Control Panel | Edwards, A Unit of General Signal Ltd. | Model ESA2000 Control Unit - Tone Generator Module | 2006-001 |  | -
Automatic Fire Alarm System | Fire Alarm Control Panel | Edwards, A Unit of General Signal Ltd. | Model ESA2000 Control Unit - Microphone Master Module | 2006-401 |  | -
Automatic Fire Alarm System | Fire Alarm Control Panel | Edwards, A Unit of General Signal Ltd. | Model ESA2000 Control Unit - Master Microphone | 2006-402 |  | -
Automatic Fire Alarm System | Fire Alarm Control Panel | Edwards, A Unit of General Signal Ltd. | Model ESA2000 Control Unit - Master Telephone Module | 2006-501 |  | -
Automatic Fire Alarm System | Fire Alarm Control Panel | Edwards, A Unit of General Signal Ltd. | Model ESA2000 Control Unit - Master Telephone Handset | 2006-502 |  | -
Automatic Fire Alarm System | Fire Alarm Control Panel | Edwards, A Unit of General Signal Ltd. | Model ESA2000 Control Unit - Microphone and Telephone Drop Assembly | 2006-601 |  | -
Automatic Fire Alarm System | Fire Alarm Control Panel | Edwards, A Unit of General Signal Ltd. | Model ESA2000 Control Unit - Addressable Loop Controller Module | 2010-201 |  | -
Automatic Fire Alarm System | Fire Alarm Control Panel | Edwards, A Unit of General Signal Ltd. | Model ESA2000 Control Unit - Fire Department Relay Module | 2010-401 |  | -
Automatic Fire Alarm System | Fire Alarm Control Panel | Edwards, A Unit of General Signal Ltd. | ESA 2000 System Periphery - Multiple annunicator driver module | 2010-X102 | UL | -
Automatic Fire Alarm System | Fire Alarm Control Panel | Edwards, A Unit of General Signal Ltd. | Model ESA2000 Control Unit - Adder Switch/Display Module | 2016-001 |  | -
Automatic Fire Alarm System | Fire Alarm Control Panel | Edwards, A Unit of General Signal Ltd. | ESA 2000 System Periphery - On/Auto/Off Switch module | 2016-X002 | UL | -
Automatic Fire Alarm System | Fire Alarm Control Panel | Edwards, A Unit of General Signal Ltd. | Model ESA2000 Control Unit - Panel Mounted Printer | 2020-001 |  | -
Automatic Fire Alarm System | Fire Alarm Control Panel | Edwards, A Unit of General Signal Ltd. | Model ESA2000 Control Unit - Base Panel | 2025-000 |  | -
Automatic Fire Alarm System | Fire Alarm Control Panel | Edwards, A Unit of General Signal Ltd. | Model ESA2000 Control Unit - CPU Module | 2025-700 |  | -
Automatic Fire Alarm System | Fire Alarm Control Panel | Edwards, A Unit of General Signal Ltd. | Model ESA2000 Control Unit - CPU Module | 2025-701 |  | -
Automatic Fire Alarm System | Fire Alarm Control Panel | Edwards, A Unit of General Signal Ltd. | Model ESA2000 Control Unit - CPU Module C/W Shared Display | 2025-702 |  | -
Automatic Fire Alarm System | Fire Alarm Control Panel | Edwards, A Unit of General Signal Ltd. | Model ESA2000 Control Unit - Fire Alarm Adder Power Supply | 2030-001 |  | -
Automatic Fire Alarm System | Fire Alarm Control Panel | Edwards, A Unit of General Signal Ltd. | Model ESA2000 Control Unit - Audio Power Supply Module | 2030-402 |  | -
Automatic Fire Alarm System | Fire Alarm Control Panel | Edwards, A Unit of General Signal Ltd. | ESA 2000 System Periphery - Master expandable module | 2080-X200 | UL | -
Automatic Fire Alarm System | Fire Alarm Control Panel | Edwards, A Unit of General Signal Ltd. | ESA 2000 System Periphery - Master expandable module | 2080-X201 | UL | -
Automatic Fire Alarm System | Fire Alarm Control Panel | Edwards, A Unit of General Signal Ltd. | ESA 2000 System Periphery - Master expandable module | 2080-X202 | UL | -
Automatic Fire Alarm System | Fire Alarm Control Panel | Edwards, A Unit of General Signal Ltd. | ESA 2000 System Periphery - Adder display module | 2080-X203 | UL | -
Automatic Fire Alarm System | Fire Alarm Control Panel | Edwards, A Unit of General Signal Ltd. | ESA 2000 System Periphery - Adder display module | 2080-X204 | UL | -
Automatic Fire Alarm System | Fire Alarm Control Panel | Edwards, A Unit of General Signal Ltd. | ESA 2000 System Periphery - Adder display module | 2080-X205 | UL | -
Automatic Fire Alarm System | Fire Alarm Control Panel | Edwards, A Unit of General Signal Ltd. | ESA 2000 System Periphery - Common control module | 2080-X206 | UL | -
Automatic Fire Alarm System | Fire Alarm Control Panel | Edwards, A Unit of General Signal Ltd. | ESA 2000 System Periphery - Common control module | 2080-X207 | UL | -
Automatic Fire Alarm System | Fire Alarm Control Panel | Edwards, A Unit of General Signal Ltd. | ESA 2000 System Periphery - Addressable area detector | 8558-B101 | UL | -
Automatic Fire Alarm System | Fire Alarm Control Panel | Edwards, A Unit of General Signal Ltd. | ESA 2000 System Periphery - Addressable duct detector transponder | 8558-B103 | UL | -
Automatic Fire Alarm System | Fire Alarm Control Panel | Edwards, A Unit of General Signal Ltd. | ESA 2000 System Periphery - Addressable standard manual station | 8558-B301 | UL | -
Automatic Fire Alarm System | Fire Alarm Control Panel | Edwards, A Unit of General Signal Ltd. | ESA 2000 System Periphery - Addressable manual station c/w evacuation keyswitch | 8558-B311 | UL | -
Automatic Fire Alarm System | Fire Alarm Control Panel | Edwards, A Unit of General Signal Ltd. | ESA 2000 System Periphery - Addressable standard manual station with local alarm instead of fire alarm casted printing on top of unit | 8558-B312 | UL | -
Automatic Fire Alarm System | Fire Alarm Control Panel | Edwards, A Unit of General Signal Ltd. | ESA 2000 System Periphery - Addressable point transponder | 8558-B401 | UL | -
Automatic Fire Alarm System | Fire Alarm Control Panel | Edwards, A Unit of General Signal Ltd. | ESA 2000 System Periphery - Addressable point transponder | 8558-B402 | UL | -
Automatic Fire Alarm System | Fire Alarm Control Panel | Edwards, A Unit of General Signal Ltd. | ESA 2000 System Periphery - Addressable replay transponder | 8558-B501 | UL | -
Automatic Fire Alarm System | Fire Alarm Control Panel | Edwards, A Unit of General Signal Ltd. | ESA 2000 System Periphery - Addressable zone module | 8558-B601 | UL | -
Automatic Fire Alarm System | Fire Alarm Control Panel | Edwards, A Unit of General Signal Ltd. | ESA 2000 System Periphery - Addressable zone isolator module | 8558-B901 | UL | -
Automatic Fire Alarm System | Fire Alarm Control Panel | Edwards, A Unit of General Signal Ltd. | Model ESA2000 Control Unit - Control Unit (1,2,3,4 Loop Controller) | ESA2000 |  | -
Automatic Fire Alarm System | Fire Alarm Control Panel | Edwards, A Unit of General Signal Ltd. | ESA 2000 System Periphery - Common control module | K2080-0011 | UL | -
Automatic Fire Alarm System | Fire Alarm Control Panel | Edwards, A Unit of General Signal Ltd. | ESA 2000 System Periphery - Adder display module | K2080-009 | UL | -
Automatic Fire Alarm System | Fire Alarm Control Panel | Electro Signal Lab Inc. | Fire Alarm Control Panel | 1501 | UL | -
Automatic Fire Alarm System | Fire Alarm Control Panel | Electro Signal Lab Inc. | Fire Alarm Control Panel | 1503 | UL | -
Automatic Fire Alarm System | Fire Alarm Control Panel | Electro Signal Lab Inc. | Fire Alarm Control Panel | 1505 | UL | -
Automatic Fire Alarm System | Fire Alarm Control Panel | EPSON | FS90 Plus/ FS90 Fire Control Unit - Monochrome Printer | 14507181-002 | UL | -
Automatic Fire Alarm System | Fire Alarm Control Panel | Epson | Fire Alarm Control Units - Honeywell Printer | 14507540-001 | UL 864 | -
Automatic Fire Alarm System | Fire Alarm Control Panel | Epson | Fire Alarm Control Units - Honeywell Printer | 14507540-002 | UL 864 | -
Automatic Fire Alarm System | Fire Alarm Control Panel | ESSER SICHERHEITSTECHNIK GmbH | Fire Alarm System | 3000 |  | -
Automatic Fire Alarm System | Fire Alarm Control Panel | ESSER SICHERHEITSTECHNIK GmbH | Fire Alarm System | 3005 |  | -
Automatic Fire Alarm System | Fire Alarm Control Panel | ESSER SICHERHEITSTECHNIK GmbH | Fire Alarm Control Panel | 1-3065 |  | -
Automatic Fire Alarm System | Fire Alarm Control Panel | ESSER SICHERHEITSTECHNIK GmbH | Fire Alarm Control Panel | 1-3205 |  | -
Automatic Fire Alarm System | Fire Alarm Control Panel | ESSER SICHERHEITSTECHNIK GmbH | Fire Alarm Control Panel | 1-3105/6 |  | -
Automatic Fire Alarm System | Fire Alarm Control Panel | ESSER SICHERHEITSTECHNIK GmbH | Fire Alarm Control Panel | Essertronic 3008 |  | -
Automatic Fire Alarm System | Fire Alarm Control Panel | Fenwal | Control Unit | 2200 | UL | -
Automatic Fire Alarm System | Fire Alarm Control Panel | Fenwal | Control Unit | 3200 | UL | -
Automatic Fire Alarm System | Fire Alarm Control Panel | Fenwal Inc. Div. of Kidde Inc. Kidde | Control Unit | 2210 | UL 864 | -
Automatic Fire Alarm System | Fire Alarm Control Panel | Fenwal Inc. Div. of Kidde Inc. Kidde | Control Unit | 2212 | UL 864 | -
Automatic Fire Alarm System | Fire Alarm Control Panel | Fenwal Inc. Div. of Kidde Inc. Kidde | Control Unit | 2410 | UL 864 | -
Automatic Fire Alarm System | Fire Alarm Control Panel | Fenwal Inc. Div. of Kidde Inc. Kidde | Control Unit | 2412 | UL 864 | -
Automatic Fire Alarm System | Fire Alarm Control Panel | Fenwal Incorporated | Fire Alarm System | Fenwalnet 4000 |  | -
Automatic Fire Alarm System | Fire Alarm Control Panel | FFE Building Automation | Fire Indicator Panel | NPF | AS 1603.4-1987+A1 to A2 | -
Automatic Fire Alarm System | Fire Alarm Control Panel | Fike Corportation | Fire Alarm Control System (Panel) | SHP Pro | ANSI/NFPA 72: 2002, FM 1011,1012: 1973 | -
Automatic Fire Alarm System | Fire Alarm Control Panel | Fike Protection System, Div. of Fike Corp. | Control Unit | Cheetah | UL 864 | -
Automatic Fire Alarm System | Fire Alarm Control Panel | Fike Protection System, Div. of Fike Corp. | Control Units System | Cheetah | UL 864 | -
Automatic Fire Alarm System | Fire Alarm Control Panel | Fike Protection System, Div. of Fike Corp. | Control Unit | Shark | UL 864 | -
Automatic Fire Alarm System | Fire Alarm Control Panel | Fike Protection System, Div. of Fike Corp. | Control Unit with Releasing Device Servicess | SHP | UL 864 VII | -
Automatic Fire Alarm System | Fire Alarm Control Panel | Fike Protection System, Div. of Fike Corp. | Control Unit with Releasing Device Servicess | SHP | UL 864 VII | -
Automatic Fire Alarm System | Fire Alarm Control Panel | Fike South East Asia Pte Ltd. | Analogue Addressable Fire Alarm Panel | Apache Mini System 410 Series | BS EN 54-2: 1998, 54-4: 1998 | -
Automatic Fire Alarm System | Fire Alarm Control Panel | Fire Alarm and System Technologies | Optional and accessory equipment for the Intelligent Remote Controller System | IRC-3 | UL 864 | -
Automatic Fire Alarm System | Fire Alarm Control Panel | Fire Alarm and System Technologies | Optional and accessory equipment for the Intelligent Remote Controller System | IRC-3 | UL 864 | -
Automatic Fire Alarm System | Fire Alarm Control Panel | Fire Alarm and System Technologies | Intlligent Loop Card | ZAS-2 | UL | -
Automatic Fire Alarm System | Fire Alarm Control Panel | Fire Alarm System Technology Inc. | Releasing Device Control Units | 5782B | UL | -
Automatic Fire Alarm System | Fire Alarm Control Panel | Fire Alarm System Technology Inc. | Releasing Device Control Units | 5783B | UL | -
Automatic Fire Alarm System | Fire Alarm Control Panel | Fire Alarm System Technology Inc. | Releasing Device Control Units | 5783B-220 | UL | -
Automatic Fire Alarm System | Fire Alarm Control Panel | Fire Alarm System Technology Inc. | Intelligent Remote Controller | IRC-1 | UL | -
Automatic Fire Alarm System | Fire Alarm Control Panel | Fire Alarm System Technology Inc. | Intelligent Remote Controller | IRC-3 | UL | -
Automatic Fire Alarm System | Fire Alarm Control Panel | Fire Alarm System Technology Inc. | Signal System Control Units | LSS4 | UL | -
Automatic Fire Alarm System | Fire Alarm Control Panel | Fire Alarm System Technology Inc. | Signal System Control Units | LSS4/12 | UL | -
Automatic Fire Alarm System | Fire Alarm Control Panel | Fire Alarm System Technology Inc. | Signal System Control Units | LSS4/36 | UL | -
Automatic Fire Alarm System | Fire Alarm Control Panel | Fire Alarm System Technology Inc. | Signal System Control Units | LSS4/52 | UL | -
Automatic Fire Alarm System | Fire Alarm Control Panel | Fire Alarm System Technology Inc. | Signal System Control Units | LSSI | UL | -
Automatic Fire Alarm System | Fire Alarm Control Panel | Fire Alarm System Technology Inc. | Signal System Control Units | LSSI/12 | UL | -
Automatic Fire Alarm System | Fire Alarm Control Panel | Fire Control Instruments Inc. | 7200 Fire Alarm Control Unit - Mounting Plate, B Size | 7200 MP/B | UL | -
Automatic Fire Alarm System | Fire Alarm Control Panel | Fire Control Instruments Inc. | 7200 Fire Alarm Control Unit - AC Unit | ACU | UL | -
Automatic Fire Alarm System | Fire Alarm Control Panel | Fire Control Instruments Inc. | 7200 Fire Alarm Control Unit - Cabinet, B Size | CAB/B | UL | -
Automatic Fire Alarm System | Fire Alarm Control Panel | Fire Control Instruments Inc. | Annunicator Module | CLA | UL 864 VII | -
Automatic Fire Alarm System | Fire Alarm Control Panel | Fire Control Instruments Inc. | Municipal Tie Module | CLM | UL 864 VII | -
Automatic Fire Alarm System | Fire Alarm Control Panel | Fire Control Instruments Inc. | Fire Alarm Control Unit | CLP-2 | UL 864 VII | -
Automatic Fire Alarm System | Fire Alarm Control Panel | Fire Control Instruments Inc. | Fire Alarm Control Unit | CLP4 | UL 864 VII | -
Automatic Fire Alarm System | Fire Alarm Control Panel | Fire Control Instruments Inc. | Fire Alarm Control Panel | FC-2224 | UL 864 | -
Automatic Fire Alarm System | Fire Alarm Control Panel | Fire Control Instruments Inc. | Fire Alarm Control Panel | FC-4224 | UL 864 | -
Automatic Fire Alarm System | Fire Alarm Control Panel | Fire Control Instruments Inc. | Fire Alarm Control Panel | FC-6324 | UL 864 | -
Automatic Fire Alarm System | Fire Alarm Control Panel | Fire Control Instruments Inc. | Addressable Fire Alarm Control Unit | FC-ID | UL | -
Automatic Fire Alarm System | Fire Alarm Control Panel | Fire Control Instruments Inc. | Addressable Fire Alarm Control Unit | FC-ID | UL | -
Automatic Fire Alarm System | Fire Alarm Control Panel | Fire Control Instruments Inc. | Analog Addressable Fire Alarm Control Unit | FCID-A | UL | -
Automatic Fire Alarm System | Fire Alarm Control Panel | Fire Control Instruments Inc. | Expanded Addressable Fire Alarm Control Unit | FCID-X | UL | -
Automatic Fire Alarm System | Fire Alarm Control Panel | Fire Control Instruments Inc. | Addressable Fire Alarm Control Unit | FCID-X | UL | -
Automatic Fire Alarm System | Fire Alarm Control Panel | Fire Control Instruments Inc. | Addressable Fire Alarm Control Unit | FV-III | UL | -
Automatic Fire Alarm System | Fire Alarm Control Panel | Fire Control Instruments Inc. | 7200 Fire Alarm Control Unit - Power Supply Unit | PSU | UL | -
Automatic Fire Alarm System | Fire Alarm Control Panel | Fire Control Instruments Inc. | 7200 Fire Alarm Control Unit - Quad Relay Unit | QRU | UL | -
Automatic Fire Alarm System | Fire Alarm Control Panel | Fire Control Instruments Inc. | 7200 Fire Alarm Control Unit - Quad Zone Unit | QZU | UL | -
Automatic Fire Alarm System | Fire Alarm Control Panel | Fire Control Instruments Inc. | 7200 Fire Alarm Control Unit - System Control Unit | SCU | UL | -
Automatic Fire Alarm System | Fire Alarm Control Panel | Fire Control Instruments Inc. | 7200 Fire Alarm Control Unit - Transformer assembly | XFMR | UL | -
Automatic Fire Alarm System | Fire Alarm Control Panel | Fire Fighting Enterprises | Fire Indicator Panel | 8070 |  | -
Automatic Fire Alarm System | Fire Alarm Control Panel | Fire Fighting Enterprises | Chubb Series 10000 - Addressable Input Module (AMU-A2A) | 88-04 | SSL | -
Automatic Fire Alarm System | Fire Alarm Control Panel | Fire Fighting Enterprises | Chubb Series 10000 - Addressable Output Module (AMU-C2) | 88-06 | SSL | -
Automatic Fire Alarm System | Fire Alarm Control Panel | Fire Fighting Enterprises | Chubb Series 10000 - Power Supply 1A (PSBCM) | 89-09 | SSL | -
Automatic Fire Alarm System | Fire Alarm Control Panel | Fire Fighting Enterprises | Chubb Series 10000 - One Loop Controller | 91-09 | SSL | -
Automatic Fire Alarm System | Fire Alarm Control Panel | Fire Fighting Enterprises | Chubb Series 10000 - Loop Alarm Module (LAM) | 91-14 | SSL | -
Automatic Fire Alarm System | Fire Alarm Control Panel | Fire Fighting Enterprises | Chubb Series 10000 - Detector Control Module (DCM) | 91-18 | SSL | -
Automatic Fire Alarm System | Fire Alarm Control Panel | Fire Fighting Enterprises | Chubb Series 10000 - Loop Open Circuit Module (LOCM) | 92-27 | SSL | -
Automatic Fire Alarm System | Fire Alarm Control Panel | Fire Fighting Enterprises | Fire Indicator Panel | FFE 9000 | 108-1699 | -
Automatic Fire Alarm System | Fire Alarm Control Panel | Fire Fighting Enterprises | Fire Indicator Panel | P900 |  | -
Automatic Fire Alarm System | Fire Alarm Control Panel | Fire Fighting Enterprises | Fire Indicator Panel | P900 V2 | SSL | -
Automatic Fire Alarm System | Fire Alarm Control Panel | Fire Fighting Enterprises | Fire Indicator Panel | SCP 90 |  | -
Automatic Fire Alarm System | Fire Alarm Control Panel | Fire Fighting Enterprises | Chubb Series 10000 - Addressable AMU-B2 |  |  | -
Automatic Fire Alarm System | Fire Alarm Control Panel | Fire Fighting Enterprises | Chubb Series 10000 - Short Circuit Isolators - CHJ-E |  |  | -
Automatic Fire Alarm System | Fire Alarm Control Panel | Fire Fighting Enterprises | Chubb Series 10000 - Short Circuit Isolators - CHJ-S |  |  | -
Automatic Fire Alarm System | Fire Alarm Control Panel | Fire Fighting Enterprises | Chubb Series 10000 - Hochiki: SLK-A Photo-Optical Smoke Detectorwith YBNC-RL/4AH4 or YBF-RL/3J Slave Base |  |  | -
Automatic Fire Alarm System | Fire Alarm Control Panel | Fire Fighting Enterprises | Chubb Series 10000 - Hochiki: SIF Ionizational Smoke Detectorwith YBNC-RL/4AH4 or YBF-RL/3J Slave Base |  |  | -
Automatic Fire Alarm System | Fire Alarm Control Panel | Fire Fighting Enterprises | Chubb Series 10000 - Hochiki: SIH-AM Ionization Smoke Detectorwith YBNC-RL/4AH4 or YBF-RL/3J Slave Base |  |  | -
Automatic Fire Alarm System | Fire Alarm Control Panel | Fire Fighting Enterprises | Chubb Series 10000 - Hochiki: SLG-AM MK1 Photo-Optical Smoke Detectorwith YBNC-RL/4AH4 or YBF-RL/3J Slave Base |  |  | -
Automatic Fire Alarm System | Fire Alarm Control Panel | Fire Fighting Enterprises | Chubb Series 10000 - Hochiki: DCA-B60R MK5 Heat Detector Type Awith YBNC-RL/4AH4 or YBF-RL/3J Slave Base |  |  | -
Automatic Fire Alarm System | Fire Alarm Control Panel | Fire Fighting Enterprises | Chubb Series 10000 - Hochiki: DCA-B90R MK1 Heat Detector Type Cwith YBNC-RL/4AH4 or YBF-RL/3J Slave Base |  |  | -
Automatic Fire Alarm System | Fire Alarm Control Panel | Fire Fighting Enterprises | Chubb Series 10000 - Hochiki: DFB-90D MK1 Heat Detector Type Dwith YBNC-RL/4AH4 or YBF-RL/3J Slave Base |  |  | -
Automatic Fire Alarm System | Fire Alarm Control Panel | Fire Fighting Enterprises | Chubb Series 10000 - Hochiki: DFE-90B Heat Detector Type Bwith YBNC-RL/4AH4 or YBF-RL/3J Slave Base |  |  | -
Automatic Fire Alarm System | Fire Alarm Control Panel | Fire Fighting Enterprises | Chubb Series 10000 - Hochiki: SPA-A Beam Type Detectorwith YBNC-RL/4AH4 or YBF-RL/3J Slave Base |  |  | -
Automatic Fire Alarm System | Fire Alarm Control Panel | Fire Fighting Enterprises | Chubb Series 10000 - TD9 Thermal Detector |  |  | -
Automatic Fire Alarm System | Fire Alarm Control Panel | Fire Lite Alarms, Inc. | Single System Control Unit | PDRP-1001E | UL 864 | -
Automatic Fire Alarm System | Fire Alarm Control Panel | Fire Lite Alarms, Inc. | Single System Control Unit | PDRP-1002E | UL 864 | -
Automatic Fire Alarm System | Fire Alarm Control Panel | Fire South East Asia PTE Ltd. | Signal System Control Unit | 420-100 | UL | -
Automatic Fire Alarm System | Fire Alarm Control Panel | Fire South East Asia PTE Ltd. | Two Zone Fire Alarm Control Unit | 420-200 | UL | -
Automatic Fire Alarm System | Fire Alarm Control Panel | Fire South East Asia PTE Ltd. | Four Zone Fire Alarm Control Unit | 420-400 | UL | -
Automatic Fire Alarm System | Fire Alarm Control Panel | Fire-Lite Alarm Inc. |  | AE-1 | UL | -
Automatic Fire Alarm System | Fire Alarm Control Panel | Fire-Lite Alarm Inc. |  | AE-2 | UL | -
Automatic Fire Alarm System | Fire Alarm Control Panel | Fire-Lite Alarm Inc. | AFA annunciator equipment | AFM-16AF | UL | -
Automatic Fire Alarm System | Fire Alarm Control Panel | Fire-Lite Alarm Inc. | AFA annunciator equipment | AFM-16ATX | UL | -
Automatic Fire Alarm System | Fire Alarm Control Panel | Fire-Lite Alarm Inc. | AFA annunciator equipment | AFM-32AX | UL | -
Automatic Fire Alarm System | Fire Alarm Control Panel | Fire-Lite Alarm Inc. | Liquid Crystal Display | LCD-80 | UL | -
Automatic Fire Alarm System | Fire Alarm Control Panel | Fire-Lite Alarm Inc. | Lamp Driver Annunicator Module (Control Board) | LDM-32 | UL | -
Automatic Fire Alarm System | Fire Alarm Control Panel | Fire-Lite Alarm Inc. | Lamp Driver Annunicator Expander Module (Expender Board) | LDM-E32 | UL | -
Automatic Fire Alarm System | Fire Alarm Control Panel | Fire-Lite Alarm Inc. | Lamp Driver Annunicator Expander Module (Relay Board) | LDM-R32 | UL | -
Automatic Fire Alarm System | Fire Alarm Control Panel | Fire-Lite Alarm Inc. | Network Interface - Fiberoptic Communication | MIB-F | UL 864 | -
Automatic Fire Alarm System | Fire Alarm Control Panel | Fire-Lite Alarm Inc. | Network Interface - Hardwire Communication | MIB-W | UL 864 | -
Automatic Fire Alarm System | Fire Alarm Control Panel | Fire-Lite Alarm Inc. | Network Interface - Fiberoptic/Hardwire Communication | MIB-WF | UL 864 | -
Automatic Fire Alarm System | Fire Alarm Control Panel | Fire-Lite Alarm Inc. | Analog, addressable control unit | MS-9200 | UL | -
Automatic Fire Alarm System | Fire Alarm Control Panel | Fire-Lite Alarm Inc. | Signal System Control Unit | SFP-400, SFP-400B | NFPA 72-1993 | -
Automatic Fire Alarm System | Fire Alarm Control Panel | Fire-Lite Alarm Inc. | Sensiscan 2000 Signal System Control Unit |  | UL | -
Automatic Fire Alarm System | Fire Alarm Control Panel | Fire-lite Alarms Inc. | Notifier Fire Alarm Control Panel System 5000 |  | UL | -
Automatic Fire Alarm System | Fire Alarm Control Panel | Fire-Lite Alarms Inc. | SFP-400BE - LED Interface Module | 4XLM | UL 864 | -
Automatic Fire Alarm System | Fire Alarm Control Panel | Fire-Lite Alarms Inc. | SFP-400BE - Meter Module | 4XMM | UL 864 | -
Automatic Fire Alarm System | Fire Alarm Control Panel | Fire-Lite Alarms Inc. | SFP-400BE - Transmitter Module | 4XTM | UL 864 | -
Automatic Fire Alarm System | Fire Alarm Control Panel | Fire-Lite Alarms Inc. | SFP-400BE - Zone Relay Module | 4XZM | UL 864 | -
Automatic Fire Alarm System | Fire Alarm Control Panel | Fire-Lite Alarms Inc. | Analog Addressable Control Unit | AFP-100 | UL 864 | -
Automatic Fire Alarm System | Fire Alarm Control Panel | Fire-Lite Alarms Inc. | Analog Addressable Control Unit | AFP-100E | UL 864 | -
Automatic Fire Alarm System | Fire Alarm Control Panel | Fire-Lite Alarms Inc. | SFP-400BE - Dress Panel | DP-4X | UL 864 | -
Automatic Fire Alarm System | Fire Alarm Control Panel | Fire-Lite Alarms Inc. | Signal System Control Unit | MP-24E | UL 864 | -
Automatic Fire Alarm System | Fire Alarm Control Panel | Fire-lite Alarms Inc. | Signal System Control Unit | RP-1001E | UL 864 | -
Automatic Fire Alarm System | Fire Alarm Control Panel | Fire-lite Alarms Inc. | Signal System Control Unit | RP-1002E | UL 864 | -
Automatic Fire Alarm System | Fire Alarm Control Panel | Fire-lite Alarms Inc. | Signal System Control Unit | SFP-400 | UL 864 | -
Automatic Fire Alarm System | Fire Alarm Control Panel | Firescan Inc. | Fire Alarm Panel | Apache Mini System 660 Series | BS EN 54 II, IV: 1998 | -
Automatic Fire Alarm System | Fire Alarm Control Panel | G.F.E. Global Fire Equipment | Fire Alarm Control Panel | Orion GFE - 2Zones | EN 54 II: 97+A1+AC, IV: 97+A1+A2+AC, EN 50130-4: 1995+A1 | -
Automatic Fire Alarm System | Fire Alarm Control Panel | G.F.E. Global Fire Equipment | Fire Alarm Control Panel | Orion GFE - 4Zones | EN 54 II: 97+A1+AC, IV: 97+A1+A2+AC, EN 50130-4: 1995+A1 | -
Automatic Fire Alarm System | Fire Alarm Control Panel | G.F.E. Global Fire Equipment | Fire Alarm Control Panel | Orion GFE - 8Zones | EN 54 II: 97+A1+AC, IV: 97+A1+A2+AC, EN 50130-4: 1995+A1 | -
Automatic Fire Alarm System | Fire Alarm Control Panel | G.S. Building System Corp. | Single Zone Base Panel 1 Expansion Spaces Grey | 2411 | UL | -
Automatic Fire Alarm System | Fire Alarm Control Panel | G.S. Building System Corp. | Two Zone Base Panel 3 Expansion Spaces Grey | 2412 | UL | -
Automatic Fire Alarm System | Fire Alarm Control Panel | G.S. Building System Corp. | Four Zone Panel Grey | 2414 | UL | -
Automatic Fire Alarm System | Fire Alarm Control Panel | G.S. Building System Corp. | Eight Zone Panel 3 Expansion Spaces Grey | 2418 | UL | -
Automatic Fire Alarm System | Fire Alarm Control Panel | G.S. Building System Corp. | Remote Annunciator | 12ZA | UL | -
Automatic Fire Alarm System | Fire Alarm Control Panel | G.S. Building System Corp. | Remote Annunciator | 12ZAC | UL | -
Automatic Fire Alarm System | Fire Alarm Control Panel | G.S. Building System Corp. | Remote Annunciator | 2400-4ZA | UL | -
Automatic Fire Alarm System | Fire Alarm Control Panel | G.S. Building System Corp. | Remote Annunciator | 2400-8ZA | UL | -
Automatic Fire Alarm System | Fire Alarm Control Panel | G.S. Building System Corp. | Remote Annunciator | 2400-RTU | UL | -
Automatic Fire Alarm System | Fire Alarm Control Panel | G.S. Building System Corp. | Remote Annunciator | 2400-RTU4ZA | UL | -
Automatic Fire Alarm System | Fire Alarm Control Panel | G.S. Building System Corp. | Remote Annunciator | 2400-RTU8ZA | UL | -
Automatic Fire Alarm System | Fire Alarm Control Panel | G.S. Building System Corp. | Single Zone Base Panel 1 Expansion Spaces Red | 2411R | UL | -
Automatic Fire Alarm System | Fire Alarm Control Panel | G.S. Building System Corp. | Two Zone Base Panel 3 Expansion Spaces Red | 2412-R | UL | -
Automatic Fire Alarm System | Fire Alarm Control Panel | G.S. Building System Corp. | Four Zone Panel Red | 2414-R | UL | -
Automatic Fire Alarm System | Fire Alarm Control Panel | G.S. Building System Corp. | Eight Zone Panel 3 Expansion Spaces Red | 2418-R | UL | -
Automatic Fire Alarm System | Fire Alarm Control Panel | G.S. Building System Corp. | Remote Annunciator | 4ZA | UL | -
Automatic Fire Alarm System | Fire Alarm Control Panel | G.S. Building System Corp. | Remote Annunciator | 4ZAC | UL | -
Automatic Fire Alarm System | Fire Alarm Control Panel | G.S. Building System Corp. | Remote Annunciator | 8ZA | UL | -
Automatic Fire Alarm System | Fire Alarm Control Panel | G.S. Building System Corp. | Remote Annunciator | 8ZAC | UL | -
Automatic Fire Alarm System | Fire Alarm Control Panel | G.S. Building System Corp. | Remote Graphic Annunciator | ENVOY | UL 864 | -
Automatic Fire Alarm System | Fire Alarm Control Panel | G.S. Building System Corp. | Two Zone Base Panel 3 Expansion Spaces Grey | EST1-2Z3 | UL | -
Automatic Fire Alarm System | Fire Alarm Control Panel | G.S. Building System Corp. | Two Zone Base Panel 3 Expansion Spaces Red | EST1-2Z3R | UL | -
Automatic Fire Alarm System | Fire Alarm Control Panel | G.S. Building System Corp. | Two Zone Base Panel 6 Expansion Spaces Grey | EST1-2Z6 | UL | -
Automatic Fire Alarm System | Fire Alarm Control Panel | G.S. Building System Corp. | Two Zone Base Panel 6 Expansion Spaces Red | EST1-2Z6R | UL | -
Automatic Fire Alarm System | Fire Alarm Control Panel | G.S. Building System Corp. | Single Zone Base Panel 1 Expansion Spaces Grey | EST-1Z1 | UL | -
Automatic Fire Alarm System | Fire Alarm Control Panel | G.S. Building System Corp. | Single Zone Base Panel 1 Expansion Spaces Red | EST-1Z1R | UL | -
Automatic Fire Alarm System | Fire Alarm Control Panel | G.S. Building System Corp. | Dual Zone Base Panel 1 Expansion Spaces Grey | EST-2Z1 | UL | -
Automatic Fire Alarm System | Fire Alarm Control Panel | G.S. Building System Corp. | Dual Zone Base Panel 1 Expansion Spaces Red | EST-2Z1R | UL | -
Automatic Fire Alarm System | Fire Alarm Control Panel | G.S. Building System Corp. | Single Zone Base Panel 1 Expansion Spaces Grey | MIR-1Z1 | UL | -
Automatic Fire Alarm System | Fire Alarm Control Panel | G.S. Building System Corp. | Single Zone Base Panel 1 Expansion Spaces Red | MIR-1Z1R | UL | -
Automatic Fire Alarm System | Fire Alarm Control Panel | G.S. Building System Corp. | Dual Zone Base Panel 1 Expansion Spaces Grey | MIR-2Z1 | UL | -
Automatic Fire Alarm System | Fire Alarm Control Panel | G.S. Building System Corp. | Two Zone Base Panel 3 Expansion Spaces Grey | MIR-2Z3 | UL | -
Automatic Fire Alarm System | Fire Alarm Control Panel | G.S. Building System Corp. | Two Zone Base Panel 3 Expansion Spaces Red | MIR-2Z3R | UL | -
Automatic Fire Alarm System | Fire Alarm Control Panel | G.S. Building System Corp. | Two Zone Base Panel 6 Expansion Spaces Grey | MIR-2Z6 | UL | -
Automatic Fire Alarm System | Fire Alarm Control Panel | G.S. Building System Corp. | Two Zone Base Panel 6 Expansion Spaces Red | MIR-2Z6R | UL | -
Automatic Fire Alarm System | Fire Alarm Control Panel | G.S. Building System Corp. | Fire Alarm Control Units | Quick Start-QS1 | UL 864 | -
Automatic Fire Alarm System | Fire Alarm Control Panel | G.S. Building System Corp. | Fire Alarm Control Units | Quick Start-QS4 | UL 864 | -
Automatic Fire Alarm System | Fire Alarm Control Panel | G.S. Building System Corp. | Fire Alarm Control Units | Quick Start-QSC | UL 864 | -
Automatic Fire Alarm System | Fire Alarm Control Panel | G.S. Building System Corp. | Remote Annunciator | RTU | UL | -
Automatic Fire Alarm System | Fire Alarm Control Panel | G.S. Building System Corp. | Remote Annunciator | RTU12ZA | UL | -
Automatic Fire Alarm System | Fire Alarm Control Panel | G.S. Building System Corp. | Remote Annunciator | RTU-4ZA | UL | -
Automatic Fire Alarm System | Fire Alarm Control Panel | G.S. Building System Corp. | Remote Annunciator | RTU4ZAC | UL | -
Automatic Fire Alarm System | Fire Alarm Control Panel | G.S. Building System Corp. | Remote Annunciator | RTU-82A | UL | -
Automatic Fire Alarm System | Fire Alarm Control Panel | G.S. Building System Corp. | Remote Annunciator | RTUC | UL | -
Automatic Fire Alarm System | Fire Alarm Control Panel | G.S. Building System Corp. | Fire Alarm Control Unit Network | Safety-Net | UL | -
Automatic Fire Alarm System | Fire Alarm Control Panel | G.S. Building System Corp. | Remote Transponders | SIGA-CC1 | UL | -
Automatic Fire Alarm System | Fire Alarm Control Panel | G.S. Building System Corp. | Remote Transponders | SIGA-CC2 | UL | -
Automatic Fire Alarm System | Fire Alarm Control Panel | G.S. Building System Corp. | Remote Transponders | SIGA-CR | UL | -
Automatic Fire Alarm System | Fire Alarm Control Panel | G.S. Building System Corp. | Remote Transponders | SIGA-CT1 | UL | -
Automatic Fire Alarm System | Fire Alarm Control Panel | G.S. Building System Corp. | Remote Transponders | SIGA-CT2 | UL | -
Automatic Fire Alarm System | Fire Alarm Control Panel | G.S. Building System Corp. | Control Unit Accessories, System | SIGA-REL | UL | -
Automatic Fire Alarm System | Fire Alarm Control Panel | G.S. Building System Corp. | Remote Transponders | SIGA-UM | UL | -
Automatic Fire Alarm System | Fire Alarm Control Panel | G.S. Building System Corp. | Remote Annunciator | TRU12ZAC | UL | -
Automatic Fire Alarm System | Fire Alarm Control Panel | G.S. Building System Corp. | Remote Annunciator | TRU8ZAC | UL | -
Automatic Fire Alarm System | Fire Alarm Control Panel | G.S. Building System Corp. | Fire Alarm Control Units | XLS1000 | UL 864 VII, UL 1711 II | -
Automatic Fire Alarm System | Fire Alarm Control Panel | Gamewell Co | Control Unit | Flex Alarm 620 | UL 864 | -
Automatic Fire Alarm System | Fire Alarm Control Panel | Gamewell Co | Control Unit | Flex Alarm 630 | UL 864 | -
Automatic Fire Alarm System | Fire Alarm Control Panel | Gamewell Co | Control Unit | Flex Alarm 650 | UL 864 | -
Automatic Fire Alarm System | Fire Alarm Control Panel | Gamewell Co | Analog/addressable fire alarm box |  | UL 864, UL 38 | -
Automatic Fire Alarm System | Fire Alarm Control Panel | GE-Interlogix | Fire Alarm Control Panel (4 and 6 zone) | FP604 | BS EN 54 II, IV: 1998 | -
Automatic Fire Alarm System | Fire Alarm Control Panel | Gent | Fire Alarm and Indicating Panel | 3214 |  | -
Automatic Fire Alarm System | Fire Alarm Control Panel | Gent | Fire Alarm and Indicating Panel | 3214D |  | -
Automatic Fire Alarm System | Fire Alarm Control Panel | GENT | Fire Alarm Control Panels |  |  | -
Automatic Fire Alarm System | Fire Alarm Control Panel | Gent Ltd. | Automatic Fire Alarm System - 4 loop controller | 3404 | BS 5839 IV: 1988 | -
Automatic Fire Alarm System | Fire Alarm Control Panel | Gent Ltd. | Automatic Fire Alarm System - 8 loop controller | 3408 | BS 5839 IV: 1988 | -
Automatic Fire Alarm System | Fire Alarm Control Panel | Gent Ltd. | Zone Mimic Repeat Panel | 3460 | BS 5839 IV: 1988 | -
Automatic Fire Alarm System | Fire Alarm Control Panel | Global Fire Equipment Lda. | Control and Indicating Equipment for Automatic Fire Alarm System (Fire Alarm Control Panel) | PS-65-27 | EN 54 II: 97/AC:99, IV: 97/AC:99 | -
Automatic Fire Alarm System | Fire Alarm Control Panel | GLT Exports Ltd. | Conventional Fire Alarm Control Panel | Premier 16 Zone | BS 5839 IV: 1988+A1: 90+A2: 92 | -
Automatic Fire Alarm System | Fire Alarm Control Panel | GLT Exports Ltd. | Conventional Fire Alarm Control Panel | Premier SX 1 Zone | BS EN 54 II, IV: 1998 | -
Automatic Fire Alarm System | Fire Alarm Control Panel | GLT Exports Ltd. | Conventional Control and Indicating Equipment (Fire Alarm Control Panel) | Premier SX 2 | EN 54 II, IV: 1997 | -
Automatic Fire Alarm System | Fire Alarm Control Panel | GLT Exports Ltd. | Conventional Control and Indicating Equipment (Fire Alarm Control Panel) | Premier SX 4 | EN 54 II, IV: 1997 | -
Automatic Fire Alarm System | Fire Alarm Control Panel | GLT Exports Ltd. | Conventional Control and Indicating Equipment (Fire Alarm Control Panel) | Premier SX 6 | EN 54 II, IV: 1997 | -
Automatic Fire Alarm System | Fire Alarm Control Panel | GLT Exports Ltd. | Conventional Fire Alarm Control Panel | Premier SX 8 Zone | BS EN 54 II, IV: 1998 | -
Automatic Fire Alarm System | Fire Alarm Control Panel | GS Building System Corp. | Fire Alarm Control Unit | EST-2 | UL 864 VII | -
Automatic Fire Alarm System | Fire Alarm Control Panel | GS Building System Corp. | Fire Alarm Control Unit | EST-2/220 | UL 864 VII | -
Automatic Fire Alarm System | Fire Alarm Control Panel | GS Building System Corp. | Fire Alarm Control Unit | EST200 | UL 864 VII, UL 1711 II | -
Automatic Fire Alarm System | Fire Alarm Control Panel | GS Building System Corp. | Fire Alarm Control Unit | EST200-2 | UL 864 VII, UL 1711 II | -
Automatic Fire Alarm System | Fire Alarm Control Panel | GS Building System Corp. | Fire Alarm Control Unit | EST200R | UL 864 VII, UL 1711 II | -
Automatic Fire Alarm System | Fire Alarm Control Panel | GS Building System Corp. | Fire Alarm Control Unit | EST200R-2 | UL 864 VII, UL 1711 II | -
Automatic Fire Alarm System | Fire Alarm Control Panel | GS Building System Corp. | Fire Alarm Control Unit | EST2-6 | UL 864 VII | -
Automatic Fire Alarm System | Fire Alarm Control Panel | GS Building System Corp. | Fire Alarm Control Unit | EST2-6/220 | UL 864 VII | -
Automatic Fire Alarm System | Fire Alarm Control Panel | GS Building System Corp. | Fire Alarm Control Unit | EST2-6R | UL 864 VII | -
Automatic Fire Alarm System | Fire Alarm Control Panel | GS Building System Corp. | Fire Alarm Control Unit | EST2-6R/220 | UL 864 VII | -
Automatic Fire Alarm System | Fire Alarm Control Panel | GS Building System Corp. | Fire Alarm Control Unit | EST-2R | UL 864 VII | -
Automatic Fire Alarm System | Fire Alarm Control Panel | GS Building System Corp. | Fire Alarm Control Unit | EST-2R/220 | UL 864 VII | -
Automatic Fire Alarm System | Fire Alarm Control Panel | GS Building System Corp. | Fire Alarm Control Unit | EST3 | UL 864 VII, UL 1711 II | -
Automatic Fire Alarm System | Fire Alarm Control Panel | GS Building System Corp. | Fire Alarm Control Unit | EST3-230 | UL 864 VII, UL 1711 II | -
Automatic Fire Alarm System | Fire Alarm Control Panel | GS Building System Corp. | Fire Alarm Control Unit | EST3R | UL 864 VII, UL 1711 II | -
Automatic Fire Alarm System | Fire Alarm Control Panel | GS Building System Corp. | Fire Alarm Control Unit | EST3R-230 | UL 864 VII, UL 1711 II | -
Automatic Fire Alarm System | Fire Alarm Control Panel | Gulf Security Technology Co Ltd. | Analogue Addressable Control and Indicating Equipment (Fire Alarm Control Panel) | GST200 | EN 54-2: 1997, 54-4: 1997, 50130-4: 1995 | -
Automatic Fire Alarm System | Fire Alarm Control Panel | Honeywell Inc. | FS90 Plus/ FS90 Fire Control Unit - Printer / Display Assembly | 14506817 | UL | -
Automatic Fire Alarm System | Fire Alarm Control Panel | Honeywell Inc. | FS90 Plus/ FS90 Fire Control Unit - Dell Personal Computer | 14507155 | UL | -
Automatic Fire Alarm System | Fire Alarm Control Panel | Honeywell Inc. | FS90 Plus/ FS90 Fire Control Unit - Dell Personal Computer | 14507157 | UL | -
Automatic Fire Alarm System | Fire Alarm Control Panel | Honeywell Inc. | FS90 Plus/ FS90 Fire Control Unit - Dell Personal Computer | 14507179 | UL | -
Automatic Fire Alarm System | Fire Alarm Control Panel | Honeywell Inc. | FS90 Plus/ FS90 Fire Control Unit - Dell Personal Computer | 14507180 | UL | -
Automatic Fire Alarm System | Fire Alarm Control Panel | Honeywell Inc. | FS90 Plus/ FS90 Fire Control Unit - Single-channel Audio Cabinet | 12A957 | UL | -
Automatic Fire Alarm System | Fire Alarm Control Panel | Honeywell Inc. | XLS1000 - XBA-XLS LAN Interface-24V DC | 14006098-646100 | UL 864 | -
Automatic Fire Alarm System | Fire Alarm Control Panel | Honeywell Inc. | XLS1000 - XBA-XLS LAN Interface-24V DC | 14006098-646110 | UL 864 | -
Automatic Fire Alarm System | Fire Alarm Control Panel | Honeywell Inc. | XLS1000 - XBA-XLS LAN Interface-120V AC | 14006098-646120 | UL 864 | -
Automatic Fire Alarm System | Fire Alarm Control Panel | Honeywell Inc. | XLS1000 - XBA-XLS LAN Interface-120V AC | 14006098-646130 | UL 864 | -
Automatic Fire Alarm System | Fire Alarm Control Panel | Honeywell Inc. | FS90 Plus/ FS90 Fire Control Unit - Communication card for Printer/printer Assembly | 14506788-001 | UL | -
Automatic Fire Alarm System | Fire Alarm Control Panel | Honeywell Inc. | FS90 Plus/ FS90 Fire Control Unit - FS90 Command Center with LCD Display Unit | 14506817-(003) | UL | -
Automatic Fire Alarm System | Fire Alarm Control Panel | Honeywell Inc. | XLS1000 - Analog Addressable Module | 3-AADC | UL 864 | -
Automatic Fire Alarm System | Fire Alarm Control Panel | Honeywell Inc. | XLS1000 - Fibre Communication Module | 3-FIB | UL 864, UL 1711 | -
Automatic Fire Alarm System | Fire Alarm Control Panel | Honeywell Inc. | XLS1000 - Transceiver | AT-MX20T | UL 864, UL 294, UL 1076 | -
Automatic Fire Alarm System | Fire Alarm Control Panel | Honeywell Inc. | XLS1000 - Transceiver | AT-MX40/ST | UL 864, UL 294, UL 1076 | -
Automatic Fire Alarm System | Fire Alarm Control Panel | Honeywell Inc. | Fire Control Unit Component | DeltaNet FS 90 Plus/ FS90 Fire Control Unit |  | -
Automatic Fire Alarm System | Fire Alarm Control Panel | Honeywell Inc. | FS90 Plus/ FS90 Fire Control Unit - Colour Monitor | ECM 1311 | UL | -
Automatic Fire Alarm System | Fire Alarm Control Panel | Honeywell Inc. | Fire Control Unit Component | Excel 5000 | UL 864 | -
Automatic Fire Alarm System | Fire Alarm Control Panel | Honeywell Inc. | Signal System Units | EXCEL 5000 | UL 864 | -
Automatic Fire Alarm System | Fire Alarm Control Panel | Honeywell Inc. | Fire Control Unit Component | FS90 | UL 864 | -
Automatic Fire Alarm System | Fire Alarm Control Panel | Honeywell Inc. | DeltaNet Micro Central Fire Control Unit - Wide Carriage Printer | GN1 3014 |  | -
Automatic Fire Alarm System | Fire Alarm Control Panel | Honeywell Inc. | DeltaNet Micro Central Fire Control Unit - Micro Computer and Colorgraphic Operator's Terminal | Honeywell PC-AP |  | -
Automatic Fire Alarm System | Fire Alarm Control Panel | Honeywell Inc. | XLS1000 - Ethernet Hub | LattisLink 2800A | UL 864 | -
Automatic Fire Alarm System | Fire Alarm Control Panel | Honeywell Inc. | XLS1000 - Token Ring Hub | LattisRing 2705B | UL 864 | -
Automatic Fire Alarm System | Fire Alarm Control Panel | Honeywell Inc. | XLS1000 - Token Ring Hub | MAU-8229 | UL 864 | -
Automatic Fire Alarm System | Fire Alarm Control Panel | Honeywell Inc. | XLS1000 - Token Ring Hub | MAU-8229-24V DC | UL 864 | -
Automatic Fire Alarm System | Fire Alarm Control Panel | Honeywell Inc. | FS90 Plus/ FS90 Fire Control Unit - Monitor Module | TC809A1026 | UL | -
Automatic Fire Alarm System | Fire Alarm Control Panel | Honeywell Inc. | FS90 Plus/ FS90 Fire Control Unit - Monitor Module | TC809A1034 | UL | -
Automatic Fire Alarm System | Fire Alarm Control Panel | Honeywell Inc. | FS90 Plus/ FS90 Fire Control Unit -Monitor Module | TC809A1059 | UL | -
Automatic Fire Alarm System | Fire Alarm Control Panel | Honeywell Inc. | FS90 Plus/ FS90 Fire Control Unit -Control Module | TC810A1023 | UL | -
Automatic Fire Alarm System | Fire Alarm Control Panel | Honeywell Inc. | FS90 Plus/ FS90 Fire Control Unit - Control Module | TC910A1031 | UL | -
Automatic Fire Alarm System | Fire Alarm Control Panel | Honeywell Inc. | DeltaNet Micro Central Fire Control Unit - Deltanet Excel Plus Gateway, application processor | W7053 |  | -
Automatic Fire Alarm System | Fire Alarm Control Panel | Honeywell Inc. | Fire Alarm Control Unit | W7053H | UL 864 | -
Automatic Fire Alarm System | Fire Alarm Control Panel | Honeywell Inc. | Fire Control Unit Component | XLS1000 | UL 864 | -
Automatic Fire Alarm System | Fire Alarm Control Panel | Honeywell Inc. | DeltaNet Micro Central Fire Control Unit - Deltanet Excel Plus Gateway |  |  | -
Automatic Fire Alarm System | Fire Alarm Control Panel | Honeywell Inc. | DeltaNet Micro Central Fire Control Unit - Deltanet Micro Central System |  |  | -
Automatic Fire Alarm System | Fire Alarm Control Panel | Honeywell International Inc. | Control Unit and Subassembly | XLS140 | UL 864 | -
Automatic Fire Alarm System | Fire Alarm Control Panel | Honeywell International Inc. | Control Unit and Subassembly | XLS140-CPU | UL 864 | -
Automatic Fire Alarm System | Fire Alarm Control Panel | Honeywell International Inc. | Control Unit and Subassembly | XLS140E | UL 864 | -
Automatic Fire Alarm System | Fire Alarm Control Panel | Honeywell International Inc. | Control Unit and Subassembly | XLS140E-CPU | UL 864 | -
Automatic Fire Alarm System | Fire Alarm Control Panel | Honeywell Ltd. | DeltaNet Micro Central Fire Control Units |  | UL | -
Automatic Fire Alarm System | Fire Alarm Control Panel | IAS Electronics Ltd. | Fire Alarm Control Panel | Trident | BSI | -
Automatic Fire Alarm System | Fire Alarm Control Panel | IGL Security Technology Pte Ltd. | Fire Alarm Control Panel | Integral | BS EN 54 II: 1998, IV: 1998, SS CP 10: 1993 | -
Automatic Fire Alarm System | Fire Alarm Control Panel | IGL Security Technology Pte Ltd. | Fire Alarm Control Panel | Integral C | BS EN 54 II: 1998, IV: 1998, SS CP 10: 1993 | -
Automatic Fire Alarm System | Fire Alarm Control Panel | Inertia Fire System | Inertia Fire Indicator Panel | 008 | SSL | -
Automatic Fire Alarm System | Fire Alarm Control Panel | Inertia Fire System | INERTIA 2400 Fire Indicator Panel | 2400 | SSL | -
Automatic Fire Alarm System | Fire Alarm Control Panel | Inertia Fire System | INERTIA 2400 Fire Indicator Panel | 2400/8 | SSL | -
Automatic Fire Alarm System | Fire Alarm Control Panel | Johnson Control | Automatic Fire Alarm System | IFC 2020 | UL | -
Automatic Fire Alarm System | Fire Alarm Control Panel | Johnson Control Inc. | AFP 1010 - Communication Converter Module | CCM-1 | UL | -
Automatic Fire Alarm System | Fire Alarm Control Panel | Johnson Control Inc. | AFP 1010 - Central Processing Unit | CPU-1010 | UL | -
Automatic Fire Alarm System | Fire Alarm Control Panel | Johnson Control Inc. | AFP 1010 - Display Interface Assembly | DIA-2 | UL | -
Automatic Fire Alarm System | Fire Alarm Control Panel | Johnson Control Inc. | Addressable Monitor | M501MJ | UL | -
Automatic Fire Alarm System | Fire Alarm Control Panel | Johnson Control Inc. | AFP 1010 - Regulated Power Supplies | MPS-24B | UL | -
Automatic Fire Alarm System | Fire Alarm Control Panel | Johnson Control Inc. | AFP 1010 - Network Interface Board | NIB-96 | UL | -
Automatic Fire Alarm System | Fire Alarm Control Panel | Johnson Control Inc. | System Controls Unit Accessories - Interface Module | NU-NCM300-FIRE | UL 864 VII | -
Automatic Fire Alarm System | Fire Alarm Control Panel | Johnson Control Inc. | Monitor | ULOWS-CRT-FIRE | UL 864 VII | -
Automatic Fire Alarm System | Fire Alarm Control Panel | Johnson Control Inc. | Computer | ULOWS-PC-FIRE | UL 864 VII | -
Automatic Fire Alarm System | Fire Alarm Control Panel | Johnson Control Inc. | Touch Screen | ULOWS-TS-FIRE | UL 864 VII | -
Automatic Fire Alarm System | Fire Alarm Control Panel | Johnson Control Inc. | AFP 1010 - Universal Zone Coder | UZC-256 | UL | -
Automatic Fire Alarm System | Fire Alarm Control Panel | Johnson Control Inc. | System Controls Unit Accessories - Watchdog Enclosure | WD-TIMER-0 | UL 864 VII | -
Automatic Fire Alarm System | Fire Alarm Control Panel | Johnson Controls Inc. | Fire Alarm Panels | IFC-1010 | UL | -
Automatic Fire Alarm System | Fire Alarm Control Panel | Johnson Controls Inc. | Fire Alarm Panels | IFC-2020 | UL | -
Automatic Fire Alarm System | Fire Alarm Control Panel | Johnson Controls Inc. | Fire Alarm Control Panels | IFC-3030 | UL 864 VIII | -
Automatic Fire Alarm System | Fire Alarm Control Panel | Johnson Controls Inc. | Fire Alarm Control Panels | IFC-3030E | UL 864 VIII | -
Automatic Fire Alarm System | Fire Alarm Control Panel | Johnson Controls Inc. | Control Unit | IFC-400 | UL 864, UL 1076 | -
Automatic Fire Alarm System | Fire Alarm Control Panel | Johnson Controls Inc. | Fire Alarm Control Unit System | IFC-640 | UL 864 | -
Automatic Fire Alarm System | Fire Alarm Control Panel | Johnson Controls Inc. | Fire Alarm Control Unit System | IFC-640E | UL 864 | -
Automatic Fire Alarm System | Fire Alarm Control Panel | Keltron Corp. | IFC 2020 - Miniprinter | VS 90 | UL | -
Automatic Fire Alarm System | Fire Alarm Control Panel | Kentec Electronics Ltd. | Fire Extinguishing Control Panel | FireBeta XT | BS EN 54-2: 1998, BS EN 54-4: 1998+A1, BS EN 12094-1: 2003 | -
Automatic Fire Alarm System | Fire Alarm Control Panel | Kentec Electronics Ltd. | 2 Loop CIE | H6300203 | BS EN 54 II, 54 IV | -
Automatic Fire Alarm System | Fire Alarm Control Panel | Kentec Electronics Ltd. | 2 Loop CIE | H6300203P | BS EN 54 II, 54 IV | -
Automatic Fire Alarm System | Fire Alarm Control Panel | Kentec Electronics Ltd. | 2 Loop CIE | H6300214 | BS EN 54 II, 54 IV | -
Automatic Fire Alarm System | Fire Alarm Control Panel | Kentec Electronics Ltd. | 2 Loop CIE | H6300214P | BS EN 54 II, 54 IV | -
Automatic Fire Alarm System | Fire Alarm Control Panel | Kentec Electronics Ltd. | 4 Loop CIE | H6300403 | BS EN 54 II, 54 IV | -
Automatic Fire Alarm System | Fire Alarm Control Panel | Kentec Electronics Ltd. | 4 Loop CIE | H6300403P | BS EN 54 II, 54 IV | -
Automatic Fire Alarm System | Fire Alarm Control Panel | Kentec Electronics Ltd. | 4 Loop CIE | H6300414 | BS EN 54 II, 54 IV | -
Automatic Fire Alarm System | Fire Alarm Control Panel | Kentec Electronics Ltd. | 4 Loop CIE | H6300414P | BS EN 54 II, 54 IV | -
Automatic Fire Alarm System | Fire Alarm Control Panel | Kentec Electronics Ltd. | 2 Loop 16 Zone CIE | H6316203 | BS EN 54 II, 54 IV | -
Automatic Fire Alarm System | Fire Alarm Control Panel | Kentec Electronics Ltd. | 2 Loop 16 Zone CIE | H6316203P | BS EN 54 II, 54 IV | -
Automatic Fire Alarm System | Fire Alarm Control Panel | Kentec Electronics Ltd. | 2 Loop 16 Zone CIE | H6316214 | BS EN 54 II, 54 IV | -
Automatic Fire Alarm System | Fire Alarm Control Panel | Kentec Electronics Ltd. | 2 Loop 16 Zone CIE | H6316214P | BS EN 54 II, 54 IV | -
Automatic Fire Alarm System | Fire Alarm Control Panel | Kentec Electronics Ltd. | 4 Loop 16 Zone CIE | H6316403 | BS EN 54 II, 54 IV | -
Automatic Fire Alarm System | Fire Alarm Control Panel | Kentec Electronics Ltd. | 4 Loop 16 Zone CIE | H6316403P | BS EN 54 II, 54 IV | -
Automatic Fire Alarm System | Fire Alarm Control Panel | Kentec Electronics Ltd. | 4 Loop 16 Zone CIE | H6316414 | BS EN 54 II, 54 IV | -
Automatic Fire Alarm System | Fire Alarm Control Panel | Kentec Electronics Ltd. | 4 Loop 16 Zone CIE | H6316414P | BS EN 54 II, 54 IV | -
Automatic Fire Alarm System | Fire Alarm Control Panel | Kentec Electronics Ltd. | 2 Loop 16 Zone CIE | H6348203 | BS EN 54 II, 54 IV | -
Automatic Fire Alarm System | Fire Alarm Control Panel | Kentec Electronics Ltd. | 2 Loop 16 Zone CIE | H6348203P | BS EN 54 II, 54 IV | -
Automatic Fire Alarm System | Fire Alarm Control Panel | Kentec Electronics Ltd. | 2 Loop 16 Zone CIE | H6348214 | BS EN 54 II, 54 IV | -
Automatic Fire Alarm System | Fire Alarm Control Panel | Kentec Electronics Ltd. | 2 Loop 16 Zone CIE | H6348214P | BS EN 54 II, 54 IV | -
Automatic Fire Alarm System | Fire Alarm Control Panel | Kentec Electronics Ltd. | 4 Loop 16 Zone CIE | H6348403 | BS EN 54 II, 54 IV | -
Automatic Fire Alarm System | Fire Alarm Control Panel | Kentec Electronics Ltd. | 4 Loop 16 Zone CIE | H6348403P | BS EN 54 II, 54 IV | -
Automatic Fire Alarm System | Fire Alarm Control Panel | Kentec Electronics Ltd. | 4 Loop 16 Zone CIE | H6348414 | BS EN 54 II, 54 IV | -
Automatic Fire Alarm System | Fire Alarm Control Panel | Kentec Electronics Ltd. | 4 Loop 16 Zone CIE | H6348414P | BS EN 54 II, 54 IV | -
Automatic Fire Alarm System | Fire Alarm Control Panel | Kentec Electronics Ltd. | 2 Loop 96 Zone CIE | H6396203 | BS EN 54 II, 54 IV | -
Automatic Fire Alarm System | Fire Alarm Control Panel | Kentec Electronics Ltd. | 2 Loop 96 Zone CIE | H6396203P | BS EN 54 II, 54 IV | -
Automatic Fire Alarm System | Fire Alarm Control Panel | Kentec Electronics Ltd. | 2 Loop 96 Zone CIE | H6396214 | BS EN 54 II, 54 IV | -
Automatic Fire Alarm System | Fire Alarm Control Panel | Kentec Electronics Ltd. | 2 Loop 96 Zone CIE | H6396214P | BS EN 54 II, 54 IV | -
Automatic Fire Alarm System | Fire Alarm Control Panel | Kentec Electronics Ltd. | 4 Loop 96 Zone CIE | H6396403 | BS EN 54 II, 54 IV | -
Automatic Fire Alarm System | Fire Alarm Control Panel | Kentec Electronics Ltd. | 4 Loop 96 Zone CIE | H6396403P | BS EN 54 II, 54 IV | -
Automatic Fire Alarm System | Fire Alarm Control Panel | Kentec Electronics Ltd. | 4 Loop 96 Zone CIE | H6396414 | BS EN 54 II, 54 IV | -
Automatic Fire Alarm System | Fire Alarm Control Panel | Kentec Electronics Ltd. | 4 Loop 96 Zone CIE | H6396414P | BS EN 54 II, 54 IV | -
Automatic Fire Alarm System | Fire Alarm Control Panel | Kentec Electronics Ltd. | Conventional Control and Indicating Equipment | K11020 | BS EN 54 II: 1998, 54 IV: 1998 | -
Automatic Fire Alarm System | Fire Alarm Control Panel | Kentec Electronics Ltd. | Sigma XT Extinguishhant Control Panel (with a flush mounting bezel) | K11031 F2 | BS EN 54 II: 98, 54 IV: 98+A1 | -
Automatic Fire Alarm System | Fire Alarm Control Panel | Kentec Electronics Ltd. | Sigma XT Extinguishhant Control Panel (surface mount verison) | K11031 M2 | BS EN 54 II: 98, 54 IV: 98+A1 | -
Automatic Fire Alarm System | Fire Alarm Control Panel | Kentec Electronics Ltd. | Conventional Control and Indicating Equipment | K11040 | BS EN 54 II: 1998, 54 IV: 1998 | -
Automatic Fire Alarm System | Fire Alarm Control Panel | Kentec Electronics Ltd. | Conventional Control and Indicating Equipment | K11080 | BS EN 54 II: 1998, 54 IV: 1998 | -
Automatic Fire Alarm System | Fire Alarm Control Panel | Kentec Electronics Ltd. | Conventional 2 Wire Control and Indicating Equipment | T11020 | BS EN 54 II: 1998, 54 IV: 1998 | -
Automatic Fire Alarm System | Fire Alarm Control Panel | Kentec Electronics Ltd. | Conventional 2 Wire Control and Indicating Equipment | T11040 | BS EN 54 II: 1998, 54 IV: 1998 | -
Automatic Fire Alarm System | Fire Alarm Control Panel | Kentec Electronics Ltd. | Conventional 2 Wire Control and Indicating Equipment | T11080 | BS EN 54 II: 1998, 54 IV: 1998 | -
Automatic Fire Alarm System | Fire Alarm Control Panel | Kidde | Supplementary remote annunicators | RA-10 | UL | -
Automatic Fire Alarm System | Fire Alarm Control Panel | Kidde | Supplementary remote annunicators | RA-20 | UL | -
Automatic Fire Alarm System | Fire Alarm Control Panel | Kidde | Supplementary remote annunicators | RA-4 | UL | -
Automatic Fire Alarm System | Fire Alarm Control Panel | Kidde Automatic System Inc. | Fire Alarm System | K-101-24 | UL | -
Automatic Fire Alarm System | Fire Alarm Control Panel | Kidde Automatic System Inc. | Fire Alarm System | KAS-200 | UL | -
Automatic Fire Alarm System | Fire Alarm Control Panel | Kidde Automatic System Inc. | Fire Alarm System | Verifire 1 (MV-1A) | UL | -
Automatic Fire Alarm System | Fire Alarm Control Panel | Kidde Automatic System Inc. | Fire Alarm System | Verifire 1 (V-1A) | UL | -
Automatic Fire Alarm System | Fire Alarm Control Panel | Kidde Automatic System Inc. | Fire Alarm System | Verifire 2 | UL | -
Automatic Fire Alarm System | Fire Alarm Control Panel | Kidde Fire Protection Ltd. | Fire Control Panel ( 2-Loop Analogue Addressable) | Antares | LPC | -
Automatic Fire Alarm System | Fire Alarm Control Panel | Kidde Fire Protection Ltd. | Automaic Fire Alarm Panel | Sirius 16 Zones | LPC | -
Automatic Fire Alarm System | Fire Alarm Control Panel | Kidde Fire Protection Ltd. | Automaic Fire Alarm Panel | Sirius 2 Zones | LPC | -
Automatic Fire Alarm System | Fire Alarm Control Panel | Kidde Fire Protection Ltd. | Automaic Fire Alarm Panel | Sirius 32 Zones | LPC | -
Automatic Fire Alarm System | Fire Alarm Control Panel | Kidde Fire Protection Ltd. | Automaic Fire Alarm Panel | Sirius 4 Zones | LPC | -
Automatic Fire Alarm System | Fire Alarm Control Panel | Kidde Fire Protection Ltd. | Automaic Fire Alarm Panel | Sirius 8 Zones | LPC | -
Automatic Fire Alarm System | Fire Alarm Control Panel | Kidde Fire Protection Ltd. | Analogue Addressable Automatic Fire Alarm Panel | Vega | BS EN 54-2: 1998, BS EN 54-4: 1998, IEC950: 1991 | -
Automatic Fire Alarm System | Fire Alarm Control Panel | Kidde Fire Protection Ltd. | Analogue Addressable Automatic Fire Alarm Panel | Vega | BS EN 54-2: 1998, 54-4: 1998, IEC950: 1991 | -
Automatic Fire Alarm System | Fire Alarm Control Panel | Kidde Inc. | Control Unit Accessories - End of Line Resistor | 30-220070-035 | UL 864 | -
Automatic Fire Alarm System | Fire Alarm Control Panel | Kidde Inc. | Control Unit Accessories - Remote Trouble Indicating Panel | 30-472001-000 | UL 864 | -
Automatic Fire Alarm System | Fire Alarm Control Panel | Kidde Inc. | Control Unit Accessories - Normally-Open Contact Input RCU | 70-407002-001 | UL 864 | -
Automatic Fire Alarm System | Fire Alarm Control Panel | Kidde Inc. | Control Unit Accessories - Normally-Closed Contact Input RCU | 70-407002-002 | UL 864 | -
Automatic Fire Alarm System | Fire Alarm Control Panel | Kidde Inc. | Control Unit Accessories - Normally-Open Contact Input RCU | 70-407003-001 | UL 864 | -
Automatic Fire Alarm System | Fire Alarm Control Panel | Kidde Inc. | Control Unit Accessories - Normally-Open Contact Input RCU | 70-407004-001 | UL 864 | -
Automatic Fire Alarm System | Fire Alarm Control Panel | Kidde Inc. | Control Unit Accessories - Addressable Relay Output Device | 70-408002-000 | UL 864 | -
Automatic Fire Alarm System | Fire Alarm Control Panel | Kidde Inc. | Control Unit Accessories - Addressable Relay Output Device | 70-408003-000 | UL 864 | -
Automatic Fire Alarm System | Fire Alarm Control Panel | Kidde Inc. | Control Unit Accessories - Loop Isolator | 74-200012-01 | UL 864 | -
Automatic Fire Alarm System | Fire Alarm Control Panel | Kidde Inc. | Control Unit Accessories - Loop Isolator | 74-200012-02 | UL 864 | -
Automatic Fire Alarm System | Fire Alarm Control Panel | Kidde Inc. | Control Unit Accessories - Loop Isolator | 74-200012-04 | UL 864 | -
Automatic Fire Alarm System | Fire Alarm Control Panel | Kidde Inc., Fenwal Inc. Div of Kidde | Addressable Contact Input Device (AI) Normal-open Contact Input RCU | 70-407008-001 | UL 864 VIII | -
Automatic Fire Alarm System | Fire Alarm Control Panel | Kidde Inc., Fenwal Inc. Div of Kidde | Addressable Contact Input Device (AI) Normal-closed Contact Input RCU | 70-407008-002 | UL 864 VIII | -
Automatic Fire Alarm System | Fire Alarm Control Panel | Kidde Inc., Fenwal Inc. Div of Kidde | Addressable Contact Input Device (AI) Normal-open Contact Input RCU | 70-407008-003 | UL 864 VIII | -
Automatic Fire Alarm System | Fire Alarm Control Panel | Kidde Inc., Fenwal Inc. Div of Kidde | Addressable Replay Output Device | 70-408004-001 | UL 864 VIII | -
Automatic Fire Alarm System | Fire Alarm Control Panel | Kidde-Fenwal | Control Unit(Fire Alarm Control Panel) | Fenwal 3220 | UL 864 VIII | -
Automatic Fire Alarm System | Fire Alarm Control Panel | Kidde-Fenwal | Control Unit(Fire Alarm Control Panel) | Kidde Gemini II |  | -
Automatic Fire Alarm System | Fire Alarm Control Panel | Kidde-Fenwal Inc. | Control Unit | 2320 | UL | -
Automatic Fire Alarm System | Fire Alarm Control Panel | Kidde-Fenwal Inc. | Control Unit | 2320 | UL | -
Automatic Fire Alarm System | Fire Alarm Control Panel | Kidde-Fenwal Inc. | Front Panel w/o cutout for audible |  | UL | -
Automatic Fire Alarm System | Fire Alarm Control Panel | Kidde-Fenwal Inc. | Front Panel w cutout for audible |  | UL | -
Automatic Fire Alarm System | Fire Alarm Control Panel | Kidde-Fenwal Inc. | Fire Alarm Control Panel - Fenwalnet 2000 Release Module | 74-200001-001 | UL 864 | -
Automatic Fire Alarm System | Fire Alarm Control Panel | Kidde-Fenwal Inc. | Fire Alarm Control Panel - Fenwalnet 2000 City Tie Module | 90-200002-001 | UL 864 | -
Automatic Fire Alarm System | Fire Alarm Control Panel | Kidde-Fenwal Inc. | Fire Alarm Control Panel - Fenwalnet 2000 Signal Audible Module | 90-200003-001 | UL 864 | -
Automatic Fire Alarm System | Fire Alarm Control Panel | Kidde-Fenwal Inc. | Fire Alarm Control Panel - Fenwalnet 2000 Ralay Module | 90-200004-001 | UL 864 | -
Automatic Fire Alarm System | Fire Alarm Control Panel | Kidde-Fenwal Inc. | Fire Alarm Control Panel - Fenwalnet 2000 Rx/Tx Module | 90-200005-001 | UL 864 | -
Automatic Fire Alarm System | Fire Alarm Control Panel | Kidde-Fenwal Inc. | Fire Alarm Control Panel - Fenwalnet 2000 I/O Mother Board | 90-200007-001 | UL 864 | -
Automatic Fire Alarm System | Fire Alarm Control Panel | Kidde-Fenwal Inc. | Fire Alarm Control Panel - Fenwalnet 2000 Central Control Module | 90-200008-001 | UL 864 | -
Automatic Fire Alarm System | Fire Alarm Control Panel | Kidde-Fenwal Inc. | Fire Alarm Control Panel - Fenwalnet 2000 Power Supply Controller | 90-200009-001 | UL 864 | -
Automatic Fire Alarm System | Fire Alarm Control Panel | Kidde-Fenwal Inc. | Control Unit, System (Fire Alarm Control Panel) | Aries Control Unit | UL 864, UL 1971 | -
Automatic Fire Alarm System | Fire Alarm Control Panel | Kidde-Fenwal Inc. | Control Unit, System (Fire Alarm Control Panel) | Fenwalnet 6000 Control Unit | UL 864, UL 1971 | -
Automatic Fire Alarm System | Fire Alarm Control Panel | Kidde-Fenwal Inc. | Control Unit | Scorpio | UL | -
Automatic Fire Alarm System | Fire Alarm Control Panel | Kidde-Fenwal Inc. | Control Unit | Scorpio | UL | -
Automatic Fire Alarm System | Fire Alarm Control Panel | Labor Strauss GmbH | Central Fire Alarm Control Station | LBC 1000 | DIN VDE 0804: 7-15, 18-19, 0833: I to II, 14675: 3.4,3.5,4.2,4.3,VdS 2115 I, VdS 2110, VdS 2203 | -
Automatic Fire Alarm System | Fire Alarm Control Panel | Matsushita Electric Works Ltd. | Short Circuit Isolator | BVL2270CH | AKAFOR 232 Pt 023, 030, FSAB RUS 40.2 | -
Automatic Fire Alarm System | Fire Alarm Control Panel | Matsushita Electric Works Ltd. | Input Interface between conventional detectors and/or manual call point and an addressable loop of a fire alarm panel | BVL2335CH | RUS 40.3, SKAFOR 232 Pt 060 | -
Automatic Fire Alarm System | Fire Alarm Control Panel | Matsushita Electric Works Ltd. | Main Control unit | BVL2400CH001 | prEN 54 II, IV: 1989 | -
Automatic Fire Alarm System | Fire Alarm Control Panel | Matsushita Electric Works Ltd. | Sub Control Unit | BVL2400CH002 | prEN 54 II, IV: 1989 | -
Automatic Fire Alarm System | Fire Alarm Control Panel | Matsushita Electric Works Ltd. | Power Supply Unit | BVL6424CH | prEN 54 II, IV: 1989 | -
Automatic Fire Alarm System | Fire Alarm Control Panel | MIMIMAX GmbH | Control System | FMZ 4100 GAB 24 | FMRC 3820, 3230-3250, 3210, NFPA 72 | -
Automatic Fire Alarm System | Fire Alarm Control Panel | MIMIMAX GmbH | Control System | FMZ 4100 GAB 6 | FMRC 3820, 3260, 3210, NFPA 72 | -
Automatic Fire Alarm System | Fire Alarm Control Panel | MIMIMAX GmbH | Control System | FMZ4100 | FMRC 3820,3230-3250,3210,3260,cei iec-1989 | -
Automatic Fire Alarm System | Fire Alarm Control Panel | Mircom Technologies Ltd. | Control Units, System, Fire Alarm (Fire Alarm Control Panel) | FR-320D-R | UL 864 IX, ULC-S527-99 | -
Automatic Fire Alarm System | Fire Alarm Control Panel | Mircom Technologies Ltd. | Control Units, System, Fire Alarm (Fire Alarm Control Panel) | FR-320D-W | UL 864 IX, ULC-S527-99 | -
Automatic Fire Alarm System | Fire Alarm Control Panel | Mircom Technologies Ltd. | Control Units, System, Fire Alarm (Fire Alarm Control Panel) | FR-320-R | UL 864 IX, ULC-S527-99 | -
Automatic Fire Alarm System | Fire Alarm Control Panel | Mircom Technologies Ltd. | Control Units, System, Fire Alarm (Fire Alarm Control Panel) | FR-320-W | UL 864 IX, ULC-S527-99 | -
Automatic Fire Alarm System | Fire Alarm Control Panel | Mirtone | Fire Control Unit | 7200 | UL | -
Automatic Fire Alarm System | Fire Alarm Control Panel | Mirtone | Control Unit | 7400 |  | -
Automatic Fire Alarm System | Fire Alarm Control Panel | Mirtone | Control Unit | 7400 |  | -
Automatic Fire Alarm System | Fire Alarm Control Panel | Mirtone Industries Ltd. | Multi-Zone Fire Alarm Control Unit | 712 |  | -
Automatic Fire Alarm System | Fire Alarm Control Panel | Mirtone Industries Ltd. | Multi-Zone Fire Alarm Control Unit | 790 |  | -
Automatic Fire Alarm System | Fire Alarm Control Panel | Mirtone Industries Ltd. | Single Zone Fire Control Unit | 70707 |  | -
Automatic Fire Alarm System | Fire Alarm Control Panel | Mirtone, unit of General Signal Ltd. | 1 Zone Control | 7501 | ULC | -
Automatic Fire Alarm System | Fire Alarm Control Panel | NEC | FS90 Plus/ FS90 Fire Control Unit - Colour Monitor | 14506792-003 | UL | -
Automatic Fire Alarm System | Fire Alarm Control Panel | NEC | FS90 Plus/ FS90 Fire Control Unit - Colour Monitor | 14507172-002 | UL | -
Automatic Fire Alarm System | Fire Alarm Control Panel | NEC | FS90 Plus/ FS90 Fire Control Unit -Colour Monitor | 14507172-003 | UL | -
Automatic Fire Alarm System | Fire Alarm Control Panel | NEC | FS90 Plus/ FS90 Fire Control Unit -Colour Monitor | 14507173-001, 002 | UL | -
Automatic Fire Alarm System | Fire Alarm Control Panel | NEC | FS90 Plus/ FS90 Fire Control Unit - Colour Monitor | 14507489-001 |  | -
Automatic Fire Alarm System | Fire Alarm Control Panel | NEC | FS90 Plus/ FS90 Fire Control Unit - Colour Monitor | 14507490-001 |  | -
Automatic Fire Alarm System | Fire Alarm Control Panel | NEC | FS90 Plus/ FS90 Fire Control Unit - Colour Monitor | 14507537-001 | UL 864 | -
Automatic Fire Alarm System | Fire Alarm Control Panel | Nittan System AB | Control and indicating equipment for automatic fire alarm system (Fire Alarm Panel) | NSAC-1 | EN 54 II,IV: 1997, EN 50130-4: 1995 | -
Automatic Fire Alarm System | Fire Alarm Control Panel | Nohmi Bosai | Conventuional 4 zones and 32 zones Fire Alarm Panel | FPS009 | BS EN 54-2: 1998, BS EN 54-4: 1998, CP 10: 1993 | -
Automatic Fire Alarm System | Fire Alarm Control Panel | Nohmi Bosai Kogyo Co Ltd. | P-Type Class 1 Fire Control Panel | FAP118-B1-10L |  | -
Automatic Fire Alarm System | Fire Alarm Control Panel | Nohmi Bosai Kogyo Co Ltd. | P-Type Class 1 Fire Control Panel | FAP118-B1-5l |  | -
Automatic Fire Alarm System | Fire Alarm Control Panel | Nohmi Bosai Kogyo Co Ltd. | P-Type Class 1 Fire Control Panel | FAP118-B2-15L |  | -
Automatic Fire Alarm System | Fire Alarm Control Panel | Nohmi Bosai Kogyo Co Ltd. | P-Type Class 1 Fire Control Panel | FAP118-B2-20L |  | -
Automatic Fire Alarm System | Fire Alarm Control Panel | Nohmi Bosai Kogyo Co Ltd. | P-Type Class 1 Fire Control Panel | FAP118-B3-25L |  | -
Automatic Fire Alarm System | Fire Alarm Control Panel | Nohmi Bosai Kogyo Co Ltd. | P-Type Class 1 Fire Control Panel | FAP118-B3-30L |  | -
Automatic Fire Alarm System | Fire Alarm Control Panel | Nohmi Bosai Kogyo Co Ltd. | P-Type Class 1 Fire Control Panel | FAP118-B4-35L |  | -
Automatic Fire Alarm System | Fire Alarm Control Panel | Nohmi Bosai Kogyo Co Ltd. | P-Type Class 1 Fire Control Panel | FAP118-B4-40L |  | -
Automatic Fire Alarm System | Fire Alarm Control Panel | Nohmi Bosai Kogyo Co Ltd. | P-Type Class 1 Fire Control Panel | FAP178-J1-40L to 70L |  | -
Automatic Fire Alarm System | Fire Alarm Control Panel | Nohmi Bosai Kogyo Co Ltd. | P-Type Class 1 Fire Control Panel | FAP178-J2-80L to 120L |  | -
Automatic Fire Alarm System | Fire Alarm Control Panel | Nohmi Bosai Kogyo Co Ltd. | P-Type Class 2 Fire Control Panel | FAP220-H-3L |  | -
Automatic Fire Alarm System | Fire Alarm Control Panel | Nohmi Bosai Kogyo Co Ltd. | P-Type Class 2 Fire Control Panel | FAP220-H-5L |  | -
Automatic Fire Alarm System | Fire Alarm Control Panel | Nohmi Bosai Kogyo Co Ltd. | P-Type Class 2 Fire Control Panel | FAP224-I-1L |  | -
Automatic Fire Alarm System | Fire Alarm Control Panel | Nohmi Bosai Kogyo Co Ltd. | P-Type Class 2 Fire Control Panel | FAP225-1L |  | -
Automatic Fire Alarm System | Fire Alarm Control Panel | Nohmi Bosai Kogyo Co Ltd. | P-Type Class 1 Fire & Smoke Control Panel | FCS118-B1-10L |  | -
Automatic Fire Alarm System | Fire Alarm Control Panel | Nohmi Bosai Kogyo Co Ltd. | P-Type Class 1 Fire & Smoke Control Panel | FCS118-B2-15L |  | -
Automatic Fire Alarm System | Fire Alarm Control Panel | Nohmi Bosai Kogyo Co Ltd. | P-Type Class 1 Fire & Smoke Control Panel | FCS118-B220L |  | -
Automatic Fire Alarm System | Fire Alarm Control Panel | Nohmi Bosai Kogyo Co Ltd. | P-Type Class 1 Fire & Smoke Control Panel | FCS118-B3-25L |  | -
Automatic Fire Alarm System | Fire Alarm Control Panel | Nohmi Bosai Kogyo Co Ltd. | P-Type Class 1 Fire & Smoke Control Panel | FCS118-B3-30L |  | -
Automatic Fire Alarm System | Fire Alarm Control Panel | Nohmi Bosai Kogyo Co Ltd. | P-Type Class 1 Fire & Smoke Control Panel | FCS118-B4-35L |  | -
Automatic Fire Alarm System | Fire Alarm Control Panel | Nohmi Bosai Kogyo Co Ltd. | P-Type Class 1 Fire & Smoke Control Panel | FCS118-B4-40L |  | -
Automatic Fire Alarm System | Fire Alarm Control Panel | Nohmi Bosai Kogyo Co Ltd. | P-Type Class 1 Fire & Smoke Control Panel | FCS118-J1-40L to 70L |  | -
Automatic Fire Alarm System | Fire Alarm Control Panel | Nohmi Bosai Kogyo Co Ltd. | P-Type Class 1 Fire & Smoke Control Panel | FCS178-J2-80L to 100L |  | -
Automatic Fire Alarm System | Fire Alarm Control Panel | Notifier | Control Units, System (Fire Alarm and Control Panel) | NFS2-3030 | UL 864 | -
Automatic Fire Alarm System | Fire Alarm Control Panel | Notifier | Fire Alarm Control Panels | NFS-3030 | UL 864 | -
Automatic Fire Alarm System | Fire Alarm Control Panel | Notifier | Fire Alarm Control Panels | NFS-3030E | UL 864 | -
Automatic Fire Alarm System | Fire Alarm Control Panel | Notifier | Control Units, System (Fire Alarm and Control Panel) | XLS-3000 | UL 864 | -
Automatic Fire Alarm System | Fire Alarm Control Panel | Notifier , Div. of Pittway Corp. | Control Unit | AFP200 | UL | -
Automatic Fire Alarm System | Fire Alarm Control Panel | Notifier , Div. of Pittway Corp. | Dress Panel | DP-200 | UL | -
Automatic Fire Alarm System | Fire Alarm Control Panel | Notifier , Div. of Pittway Corp. | Control Panel | ID 1000 | LPC | -
Automatic Fire Alarm System | Fire Alarm Control Panel | Notifier , Div. of Pittway Corp. | Fire Alarm Panels | IFC-200 | UL | -
Automatic Fire Alarm System | Fire Alarm Control Panel | Notifier , Div. of Pittway Corp. | Transmitter Module | RTM-8 | UL | -
Automatic Fire Alarm System | Fire Alarm Control Panel | Notifier , Div. of Pittway Corp. | Security Tamper Switch | STS-200 | UL | -
Automatic Fire Alarm System | Fire Alarm Control Panel | Notifier , Div. of Pittway Corp. | Trim Ring | TR-4X | UL | -
Automatic Fire Alarm System | Fire Alarm Control Panel | Notifier Inertia Internaional Pty Ltd. | Control and Indicating Equipment (Fire Alarm Control Panel) | AFP2800 | AS 4428.1-1998 | -
Automatic Fire Alarm System | Fire Alarm Control Panel | Notifier Inertia Internaional Pty Ltd. | Control and Indicating Equipment (Fire Alarm Control Panel) | IFS2600 | AS 4428.1-1998 | -
Automatic Fire Alarm System | Fire Alarm Control Panel | Notifier Ltd. | Fire Alarm Panels | Notifier ID2000 | BS EN 54 IIL 1998, BS EN 54 IV: 1998 | -
Automatic Fire Alarm System | Fire Alarm Control Panel | Notifier Pittway Corp. | Control Unit Accessories - Remote Microphone | RM-1 | UL 864 | -
Automatic Fire Alarm System | Fire Alarm Control Panel | Notifier Pittway Corp. | Control Unit Accessories - Remote Microphone | RM-1SA | UL 864 | -
Automatic Fire Alarm System | Fire Alarm Control Panel | Notifier, A Division of Pittway Corportation | Notifier Annunication Control System, and XP Series Transponder System |  | UL | -
Automatic Fire Alarm System | Fire Alarm Control Panel | Notifier, A Division of Pittway Corportation | The Audio Message Generator | AMG-1 |  | -
Automatic Fire Alarm System | Fire Alarm Control Panel | Notifier, A Division of Pittway Corportation | The Fire Fighters Telephone | FFT-7 |  | -
Automatic Fire Alarm System | Fire Alarm Control Panel | Notifier, A Division of Pittway Corportation | Serial Interface Board | SIB-2048 |  | -
Automatic Fire Alarm System | Fire Alarm Control Panel | Notifier, A Pittway Co | Control and Indicating Equipment | NFS2-8 | EN 54-2: 1997, EN 54-4: 1997, LPS1054 2/1/2003 | -
Automatic Fire Alarm System | Fire Alarm Control Panel | Notifier, A Pittway Co | Control Units, System (Fire Alarm and Control Panel) | SFP-2402E | UL 864 | -
Automatic Fire Alarm System | Fire Alarm Control Panel | Notifier, A Pittway Co | Control Units, System (Fire Alarm and Control Panel) | SFP-2404E | UL 864 | -
Automatic Fire Alarm System | Fire Alarm Control Panel | Notifier, Div. of Pittway Corp. | NOTI-FIRE-NET Network Interface Modules |  | UL | -
Automatic Fire Alarm System | Fire Alarm Control Panel | Notifier, Div. of Pittway Corp. | Annunciator Control System_ACS | ACM-16AT | UL 864 | -
Automatic Fire Alarm System | Fire Alarm Control Panel | Notifier, Div. of Pittway Corp. | Annunciator Control System_ACS | ACM-16ATG | UL 864 | -
Automatic Fire Alarm System | Fire Alarm Control Panel | Notifier, Div. of Pittway Corp. | Annunciator Control System_ACS | ACM-16ATY | UL 864 | -
Automatic Fire Alarm System | Fire Alarm Control Panel | Notifier, Div. of Pittway Corp. | Annunciator Control System_ACS | ACM-32A | UL 864 | -
Automatic Fire Alarm System | Fire Alarm Control Panel | Notifier, Div. of Pittway Corp. | Annunciator Control System_ACS | ACM-32AG | UL 864 | -
Automatic Fire Alarm System | Fire Alarm Control Panel | Notifier, Div. of Pittway Corp. | Annunciator Control System_ACS | ACM-32AY | UL 864 | -
Automatic Fire Alarm System | Fire Alarm Control Panel | Notifier, Div. of Pittway Corp. | Control Units | AFC-600 | UL 864 | -
Automatic Fire Alarm System | Fire Alarm Control Panel | Notifier, Div. of Pittway Corp. | Control Units | AFC-600E | UL 864 | -
Automatic Fire Alarm System | Fire Alarm Control Panel | Notifier, Div. of Pittway Corp. | Fire Alarm Control Unit | AFP1010 | UL 864 | -
Automatic Fire Alarm System | Fire Alarm Control Panel | Notifier, Div. of Pittway Corp. | Fire Alarm Control Unit | AFP1010 | UL 864 | -
Automatic Fire Alarm System | Fire Alarm Control Panel | Notifier, Div. of Pittway Corp. | Fire Alarm Control Unit | AFP1010E | UL 864 | -
Automatic Fire Alarm System | Fire Alarm Control Panel | Notifier, Div. of Pittway Corp. | Fire Alarm Control Unit | AFP1010E | UL 864 | -
Automatic Fire Alarm System | Fire Alarm Control Panel | Notifier, Div. of Pittway Corp. | Analog Addressable Control Unit | AFP-200 | UL 864 | -
Automatic Fire Alarm System | Fire Alarm Control Panel | Notifier, Div. of Pittway Corp. | Analog Addressable Control Unit | AFP-20E | UL 864 | -
Automatic Fire Alarm System | Fire Alarm Control Panel | Notifier, Div. of Pittway Corp. | Control Units | AFP-300 | UL 864 | -
Automatic Fire Alarm System | Fire Alarm Control Panel | Notifier, Div. of Pittway Corp. | Control Units | AFP-400 | UL 864 | -
Automatic Fire Alarm System | Fire Alarm Control Panel | Notifier, Div. of Pittway Corp. | Control Units | AFP-400E | UL 864 | -
Automatic Fire Alarm System | Fire Alarm Control Panel | Notifier, Div. of Pittway Corp. | Fire Alarm Control Unit | AM2020 | UL 864 | -
Automatic Fire Alarm System | Fire Alarm Control Panel | Notifier, Div. of Pittway Corp. | Fire Alarm Control Unit | AM2020 | UL 864 | -
Automatic Fire Alarm System | Fire Alarm Control Panel | Notifier, Div. of Pittway Corp. | Fire Alarm Control Unit | AM2020E | UL 864 | -
Automatic Fire Alarm System | Fire Alarm Control Panel | Notifier, Div. of Pittway Corp. | Fire Alarm Control Unit | AM2020E | UL 864 | -
Automatic Fire Alarm System | Fire Alarm Control Panel | Notifier, Div. of Pittway Corp. | Remote Annunicator | LCD-80 | UL 864 | -
Automatic Fire Alarm System | Fire Alarm Control Panel | Notifier, Div. of Pittway Corp. | Remote Annunicator | LCD-80TM | UL 864 | -
Automatic Fire Alarm System | Fire Alarm Control Panel | Notifier, Div. of Pittway Corp. | Control Unit Accessories, System | LDM | UL 864 | -
Automatic Fire Alarm System | Fire Alarm Control Panel | Notifier, Div. of Pittway Corp. | Analog Addressable Initiating Module | MMX-2 | UL 864 | -
Automatic Fire Alarm System | Fire Alarm Control Panel | Notifier, Div. of Pittway Corp. | Signal System Unit | SCE-8E | UL 864 | -
Automatic Fire Alarm System | Fire Alarm Control Panel | Notifier, Div. of Pittway Corp. | Signal System Unit | SCS-8 | UL 864 | -
Automatic Fire Alarm System | Fire Alarm Control Panel | Notifier, Pittway Co | Control Units | NFS-640 | UL 864 | -
Automatic Fire Alarm System | Fire Alarm Control Panel | Notifier, Pittway Co | Control Units | NFS-640E | UL 864 | -
Automatic Fire Alarm System | Fire Alarm Control Panel | Notifier, U.K. | Analogue Addressable Fire Alarm Panel, 2 to 8 loops | ID3000 | BE EN 54-2: 1998, BS EN 54-4: 1998 | -
Automatic Fire Alarm System | Fire Alarm Control Panel | Notifierm, Pittway Co | Quad Intelligent Audio Transponder | XPIQ | UL 864, UL 1711 | -
Automatic Fire Alarm System | Fire Alarm Control Panel | Pertronic Industries Ltd. | Contrl and Indicating Equipment | Firetronix F100A | As4428.1 | -
Automatic Fire Alarm System | Fire Alarm Control Panel | Pertronic Industries Ltd. | Contrl and Indicating Equipment | Petronic F120A | As4428.1-1998 | -
Automatic Fire Alarm System | Fire Alarm Control Panel | Photain | Multizone Fire Alarm Panel |  | BSI 6989 | -
Automatic Fire Alarm System | Fire Alarm Control Panel | Photain Control Plc. | Short Circuit Isolator | LUI2000 | GEI 1-052 | -
Automatic Fire Alarm System | Fire Alarm Control Panel | Photain Control Plc. | Automatic Fire Alarm Panel | PAI | BS EN 54-2: 1998, BS EN 54-4: 1998 | -
Automatic Fire Alarm System | Fire Alarm Control Panel | Photain Control Plc. | Automatic Fire Alarm Panel | PCS1200HR | BS 5839 IV: 1988 | -
Automatic Fire Alarm System | Fire Alarm Control Panel | Photain Control Plc. | Automatic Fire Alarm Panel | PCS12HRSPDBX | BS 5839 IV: 1988 | -
Automatic Fire Alarm System | Fire Alarm Control Panel | Photain Control Plc. | Automatic Fire Alarm Panel | PCS1600HR | BS 5839 IV: 1988 | -
Automatic Fire Alarm System | Fire Alarm Control Panel | Photain Control Plc. | Automatic Fire Alarm Panel | PCS16HRSPDBX | BS 5839 IV: 1988 | -
Automatic Fire Alarm System | Fire Alarm Control Panel | Photain Control Plc. | Automatic Fire Alarm Panel | PCS2400HR | BS 5839 IV: 1988 | -
Automatic Fire Alarm System | Fire Alarm Control Panel | Photain Control Plc. | Automatic Fire Alarm Panel | PCS24HRSPDBX | BS 5839 IV: 1988 | -
Automatic Fire Alarm System | Fire Alarm Control Panel | Photain Control Plc. | Automatic Fire Alarm Panel | PCS3600HR | BS 5839 IV: 1988 | -
Automatic Fire Alarm System | Fire Alarm Control Panel | Photain Control Plc. | Automatic Fire Alarm Panel | PCS36HRSPDBX | BS 5839 IV: 1988 | -
Automatic Fire Alarm System | Fire Alarm Control Panel | Photain Controls Ltd. | Analogue Addressable Automatic Fire Alarm Panel | PIC 9100 | BS 5839 IV: 1988 | -
Automatic Fire Alarm System | Fire Alarm Control Panel | Photain Controls Ltd. | Analogue Addressable Automatic Fire Alarm Panel | PIC 9200 | BS 5839 IV: 1988 | -
Automatic Fire Alarm System | Fire Alarm Control Panel | Photain Controls Plc. | Automatic Fire Alarm Panel | PCS1200HR | BS 5839 IV: 1988 | -
Automatic Fire Alarm System | Fire Alarm Control Panel | Photain Controls Plc. | Automatic Fire Alarm Panel | PCS12HRSPDBX | BS 5839 IV: 1988 | -
Automatic Fire Alarm System | Fire Alarm Control Panel | Photain Controls Plc. | Automatic Fire Alarm Panel | PCS1600HR | BS 5839 IV: 1988 | -
Automatic Fire Alarm System | Fire Alarm Control Panel | Photain Controls Plc. | Automatic Fire Alarm Panel | PCS16HRSPDBX | BS 5839 IV: 1988 | -
Automatic Fire Alarm System | Fire Alarm Control Panel | Photain Controls Plc. | Automatic Fire Alarm Panel | PCS2400HR | BS 5839 IV: 1988 | -
Automatic Fire Alarm System | Fire Alarm Control Panel | Photain Controls Plc. | Automatic Fire Alarm Panel | PCS24HRSPDBX | BS 5839 IV: 1988 | -
Automatic Fire Alarm System | Fire Alarm Control Panel | Photain Controls Plc. | Automatic Fire Alarm Panel | PCS3600HR | BS 5839 IV: 1988 | -
Automatic Fire Alarm System | Fire Alarm Control Panel | Photain Controls Plc. | Automatic Fire Alarm Panel | PCS36HRSPDBX | BS 5839 IV: 1988 | -
Automatic Fire Alarm System | Fire Alarm Control Panel | Potter Electric Signal Co | Fire Alarm Control Panel | FFC 2000RC | FM | -
Automatic Fire Alarm System | Fire Alarm Control Panel | Potter Electric Signal Co | Fire Alarm Control Panel | PFC-100RC | NFPA 72 | -
Automatic Fire Alarm System | Fire Alarm Control Panel | Potter Electric Signal Co | Fire Alarm Control Panel | PFC-2000RC | FMRC | -
Automatic Fire Alarm System | Fire Alarm Control Panel | Pyrene Fire Security Inc. | Fire Alarm System Control Unit / Control Unit for Releasing Device Services | 4000 | ULC | -
Automatic Fire Alarm System | Fire Alarm Control Panel | Pyrene Fire Security Inc. | Control Unit, Fire Alarm System and/or Releasing Device Services | 4000 | ULC | -
Automatic Fire Alarm System | Fire Alarm Control Panel | Pyrene Fire Security Inc. | Fire Alarm Control Unit for Releasing Device Services, Model 4000 - Dual Zone Supervisory Module Normally Closed Non-Latching | 10-2006 | UL | -
Automatic Fire Alarm System | Fire Alarm Control Panel | Pyrene Fire Security Inc. | Fire Alarm Control Unit for Releasing Device Services, Model 4000 - Extender Board (for connecting four of the above modules) | 40-1003 | UL | -
Automatic Fire Alarm System | Fire Alarm Control Panel | Pyrene Fire Security Inc. | Fire Alarm Control Unit for Releasing Device Services, Model 4000 - Extender Board (for connecting eight of the above modules) | 40-1004 | UL | -
Automatic Fire Alarm System | Fire Alarm Control Panel | Pyrene Fire Security Inc. | Fire Alarm Control Unit for Releasing Device Services, Model 4000 - Control Panel Module | 40-1014 | UL | -
Automatic Fire Alarm System | Fire Alarm Control Panel | Pyrene Fire Security Inc. | Fire Alarm Control Unit for Releasing Device Services, Model 4000 - Dual Initiating Zone Open Contact Module | 40-2001 | UL | -
Automatic Fire Alarm System | Fire Alarm Control Panel | Pyrene Fire Security Inc. | Fire Alarm Control Unit for Releasing Device Services, Model 4000 - Dual Zone Supervisory Module Normally Open Non-Latching | 40-2002 | UL | -
Automatic Fire Alarm System | Fire Alarm Control Panel | Pyrene Fire Security Inc. | Fire Alarm Control Unit for Releasing Device Services, Model 4000 - Dual Initiating Zone Ionization Detector Module | 40-2003 | UL | -
Automatic Fire Alarm System | Fire Alarm Control Panel | Pyrene Fire Security Inc. | Fire Alarm Control Unit for Releasing Device Services, Model 4000 - Dual Initiating Zone Open Contact Class 'A' Module | 40-2004 | UL | -
Automatic Fire Alarm System | Fire Alarm Control Panel | Pyrene Fire Security Inc. | Fire Alarm Control Unit for Releasing Device Services, Model 4000 - Dual Zone Supervisory Module Normally Open Latching | 40-2005 | UL | -
Automatic Fire Alarm System | Fire Alarm Control Panel | Pyrene Fire Security Inc. | Fire Alarm Control Unit for Releasing Device Services, Model 4000 - Dual Zone Supervisory Module Normally Closed Latching | 40-2007 | UL | -
Automatic Fire Alarm System | Fire Alarm Control Panel | Pyrene Fire Security Inc. | Fire Alarm Control Unit for Releasing Device Services, Model 4000 - Dual Initiating Zone Ionization Class 'A' or 'B' Module | 40-2008 | UL | -
Automatic Fire Alarm System | Fire Alarm Control Panel | Pyrene Fire Security Inc. | Fire Alarm Control Unit for Releasing Device Services, Model 4000 - Extinguishment Module | 40-3002 | UL | -
Automatic Fire Alarm System | Fire Alarm Control Panel | Pyrene Fire Security Inc. | Fire Alarm Control Unit for Releasing Device Services, Model 4000 - Dual Class 'A' or 'B' Signal Module | 40-3003 | UL | -
Automatic Fire Alarm System | Fire Alarm Control Panel | Pyrene Fire Security Inc. | Fire Alarm Control Unit for Releasing Device Services, Model 4000 - General Alarm and Signal Module | 40-3004 | UL | -
Automatic Fire Alarm System | Fire Alarm Control Panel | Pyrene Fire Security Inc. | Fire Alarm Control Unit for Releasing Device Services, Model 4000 - Time Limit Cut-Out (TLC) Module | 40-4001 | UL | -
Automatic Fire Alarm System | Fire Alarm Control Panel | Pyrene Fire Security Inc. | Fire Alarm Control Unit for Releasing Device Services, Model 4000 - Relay Module | 40-6002 | UL | -
Automatic Fire Alarm System | Fire Alarm Control Panel | Pyrogard Technologies Pte Ltd. | Conventional 8 Zones Fire Alarm Panel | Matrix MX200 | BS 5839 IV: 1988+A1,A2, CS CP 10: 1993 | -
Automatic Fire Alarm System | Fire Alarm Control Panel | Pyrogard Technologies Pte Ltd. | Conventional 64 Zones Fire Alarm Panel | Matrix MX200 | BS 5839 IV: 1988+A1,A2, CS CP 10: 1993 | -
Automatic Fire Alarm System | Fire Alarm Control Panel | Pyrogard Technologies Pte Ltd. | Fire Alarm Control Panel (1-80 zones) | MX200EN | BS EN 54-2: 1998, 54-4: 1998 | -
Automatic Fire Alarm System | Fire Alarm Control Panel | Pyrogard Technologies Pte Ltd. | Analogue Addressable Fire Alarm Panel | Spectrum AX8 | BS 5839 IV: 1988+A1,A2, CS CP 10: 1993 | -
Automatic Fire Alarm System | Fire Alarm Control Panel | Pyrotronics | 4 Zones Fire Alarm Panel | CP-4 |  | -
Automatic Fire Alarm System | Fire Alarm Control Panel | Pyrotronics | 4 Zones Fire Alarm Control Panel | CP-400 | UL | -
Automatic Fire Alarm System | Fire Alarm Control Panel | Pyrotronics Div. of Cerberus Technologies Inc. | Control Unit Accessories - Inteligent Control Point Module | ICP | UL 864 VII, UL 1076 IV | -
Automatic Fire Alarm System | Fire Alarm Control Panel | Pyrotronics Div. of Cerberus Technologies Inc. | Control Unit Accessories - Input Module | MID-16 | UL 864 VII, UL 1076 IV | -
Automatic Fire Alarm System | Fire Alarm Control Panel | Pyrotronics Div. of Cerberus Technologies Inc. | Control Unit Accessories - Output Driver | MOD-16 | UL 864 VII, UL 1076 IV | -
Automatic Fire Alarm System | Fire Alarm Control Panel | Pyrotronics Div. of Cerberus Technologies Inc. | Control Unit Accessories - MXL Voice and Annunicator Driver | MOI-1, MOI-7 | UL 864 VII, UL 1076 IV | -
Automatic Fire Alarm System | Fire Alarm Control Panel | Pyrotronics Div. of Cerberus Technologies Inc. | Control Unit | MXL | Ul 864, UL 1711, UL 268 | -
Automatic Fire Alarm System | Fire Alarm Control Panel | Pyrotronics Div. of Cerberus Technologies Inc. | Control Unit Accessories - Communication Inferface | NET-4, NET-7, NET-7M | UL 864 VII, UL 1076 IV | -
Automatic Fire Alarm System | Fire Alarm Control Panel | Pyrotronics Div. of Cerberus Technologies Inc. | Control Unit Accessories - Remote Power Supply | PSR-1 | UL 864 VII, UL 1076 IV | -
Automatic Fire Alarm System | Fire Alarm Control Panel | Pyrotronics Div. of Cerberus Technologies Inc. | Control Unit Accessories - Remote Command Centre | RCC-1/1F | UL 864 VII, UL 1076 IV | -
Automatic Fire Alarm System | Fire Alarm Control Panel | Pyrotronics Div. of Cerberus Technologies Inc. | Control Unit Accessories - Terminal | VDT | UL 864 VII, UL 1076 IV | -
Automatic Fire Alarm System | Fire Alarm Control Panel | Pyrotronics, A Div. of Industries Inc. | Control Panel | CP-2HR | UL | -
Automatic Fire Alarm System | Fire Alarm Control Panel | Radionics Inc. | Control Units System | D10024 | UL 864 | -
Automatic Fire Alarm System | Fire Alarm Control Panel | Radionics Inc. | Control Units System | D10024D | UL 864 | -
Automatic Fire Alarm System | Fire Alarm Control Panel | Radionics Inc. | Fire Alarm Control Panel | D7022 | UL 864 | -
Automatic Fire Alarm System | Fire Alarm Control Panel | Radionics Inc. | Fire Alarm Control Panel | D7024 | UL 864 | -
Automatic Fire Alarm System | Fire Alarm Control Panel | Radionics Inc. | Control Units System | D8024 | UL 864 | -
Automatic Fire Alarm System | Fire Alarm Control Panel | Radionics Inc. | Control Units System | D9024 | UL 864 | -
Automatic Fire Alarm System | Fire Alarm Control Panel | Radionics Inc. | Fire Alarm Control Panel | D9124 | UL 864 | -
Automatic Fire Alarm System | Fire Alarm Control Panel | Radionics, Div. of Detection System Inc. | Digital Alarm Communicator Receiver | D6600 | UL 864, UL 1635 | -
Automatic Fire Alarm System | Fire Alarm Control Panel | Safetech International Inc. | Control Panel | 2000 | UL | -
Automatic Fire Alarm System | Fire Alarm Control Panel | Schrack Seconet Sicherheits-und Kommunikationssysteme AG | Automatic Fire Alarm System | INTEGRAL | EN54-2, 54-4, VdS2540 | -
Automatic Fire Alarm System | Fire Alarm Control Panel | Schrack Seconet Sicherheits-und Kommunikationssysteme AG | Control and Indicating Panel | MMI-CCP-D | EN54-2, 54-4, VdS2540 | -
Automatic Fire Alarm System | Fire Alarm Control Panel | Secutron Inc. | Control Unit (Local) | MR-2600 | UL 864 | -
Automatic Fire Alarm System | Fire Alarm Control Panel | Secutron Inc. | Control Unit | MR-2621 | UL 864 | -
Automatic Fire Alarm System | Fire Alarm Control Panel | Secutron Inc. | Control Unit | MR-2626 | UL 864 | -
Automatic Fire Alarm System | Fire Alarm Control Panel | Secutron Inc. | Control Unit | MR-2670 | UL 864 | -
Automatic Fire Alarm System | Fire Alarm Control Panel | Secutron Inc. | Fire Alarm Control Unit | MR-2900 | ULC | -
Automatic Fire Alarm System | Fire Alarm Control Panel | Secutron Inc. | End of Line Devices | MR2904-10 | ULC | -
Automatic Fire Alarm System | Fire Alarm Control Panel | Secutron Inc. | End of Line Devices | MR2904-40 | ULC | -
Automatic Fire Alarm System | Fire Alarm Control Panel | Secutron Inc. | End of Line Devices | MR2904-60 | ULC | -
Automatic Fire Alarm System | Fire Alarm Control Panel | Secutron Inc. | End of Line Devices | MR2904-80 | ULC | -
Automatic Fire Alarm System | Fire Alarm Control Panel | Secutron Inc. | Control Unit | MR-2905 | UL 864 | -
Automatic Fire Alarm System | Fire Alarm Control Panel | Sentrol Inc. | Control Unit | FP2216A/8000-216A | UL 864 | -
Automatic Fire Alarm System | Fire Alarm Control Panel | Sentrol Inc. | Control Unit | FP2216B/8000-216B | UL 864 | -
Automatic Fire Alarm System | Fire Alarm Control Panel | Sentrol Inc. | Control Unit | FP2216C/8000-216C | UL 864 | -
Automatic Fire Alarm System | Fire Alarm Control Panel | Sentrol Inc. | Control Unit | FP2232B/8000-232B | UL 864 | -
Automatic Fire Alarm System | Fire Alarm Control Panel | Sentrol Inc. | Control Unit | FP2232C/8000-232C | UL 864 | -
Automatic Fire Alarm System | Fire Alarm Control Panel | Sentrol Inc. | Control Unit | FP2248B/8000-248B | UL 864 | -
Automatic Fire Alarm System | Fire Alarm Control Panel | Sentrol Inc. | Control Unit | FP2264B/8000-264B | UL 864 | -
Automatic Fire Alarm System | Fire Alarm Control Panel | Sentrol Inc. | Control Unit | FP2416A/8000-416A | UL 864 | -
Automatic Fire Alarm System | Fire Alarm Control Panel | Sentrol Inc. | Control Unit | FP2416B/8000-416B | UL 864 | -
Automatic Fire Alarm System | Fire Alarm Control Panel | Sentrol Inc. | Control Unit | FP2416C/8000-416C | UL 864 | -
Automatic Fire Alarm System | Fire Alarm Control Panel | Sentrol Inc. | Control Unit | FP2432B/8000-432B | UL 864 | -
Automatic Fire Alarm System | Fire Alarm Control Panel | Sentrol Inc. | Control Unit | FP2432C/8000-432C | UL 864 | -
Automatic Fire Alarm System | Fire Alarm Control Panel | Sentrol Inc. | Control Unit | FP2448B/8000-448B | UL 864 | -
Automatic Fire Alarm System | Fire Alarm Control Panel | Sentrol Inc. | Control Unit | FP2464B/8000-464B | UL 864 | -
Automatic Fire Alarm System | Fire Alarm Control Panel | Sentrol Inc. | Control Unit | FP2616B/8000-616B | UL 864 | -
Automatic Fire Alarm System | Fire Alarm Control Panel | Sentrol Inc. | Control Unit | FP2632B/8000-632B | UL 864 | -
Automatic Fire Alarm System | Fire Alarm Control Panel | Sentrol Inc. | Control Unit | FP2648B/8000-648B | UL 864 | -
Automatic Fire Alarm System | Fire Alarm Control Panel | Sentrol Inc. | Control Unit | FP2664B/8000-664B | UL 864 | -
Automatic Fire Alarm System | Fire Alarm Control Panel | Sentrol Inc. | Control Unit | FP2816B/8000-816B | UL 864 | -
Automatic Fire Alarm System | Fire Alarm Control Panel | Sentrol Inc. | Control Unit | FP2832B/8000-832B | UL 864 | -
Automatic Fire Alarm System | Fire Alarm Control Panel | Sentrol Inc. | Control Unit | FP2848B/8000-848B | UL 864 | -
Automatic Fire Alarm System | Fire Alarm Control Panel | Sentrol Inc. | Control Unit | FP2864B/8000-864B | UL 864 | -
Automatic Fire Alarm System | Fire Alarm Control Panel | Siemens | Fire Alarm System | SRS 30 |  | -
Automatic Fire Alarm System | Fire Alarm Control Panel | Siemens Building Technologies AG | Fire Alarm Panel (Control Panel) | MT8001 | DIN EN 54 II: 12/97, EN 54-2: 1997/prA1: 2002, VdS 2540 12/96 | -
Automatic Fire Alarm System | Fire Alarm Control Panel | Siemens Building Technologies AG, Cerberus Division | Fire Alarm Control and Indicating Equipment System | CS1140 | EN 54ii (12/1997), EN 54 IV (12/1997) | -
Automatic Fire Alarm System | Fire Alarm Control Panel | Siemens Building Technologies AG, Cerberus Division | Fire Detection Control and Indicating Equipment | FC330A | prEN54-2 II: 1996E | -
Automatic Fire Alarm System | Fire Alarm Control Panel | Siemens Building Technologies Inc. | Control Unit, Fire Alarm System and/or Releasing Device Services | FireFinder XLS | UL 864, UL 1711 | -
Automatic Fire Alarm System | Fire Alarm Control Panel | Siemens Building Technologies Inc. | Control Unit, Fire Alarm System and/or Releasing Device Services | FireFinder XLSV | UL 864, UL 1711 | -
Automatic Fire Alarm System | Fire Alarm Control Panel | Siemens BuildingTechnologies AG | Fire Control and Indicating Equipment | CS1115/FC330A | EB 54-2: 1997/AC: 1999E, EN 54-4: 1997/AC: 1999E, EN 50130-4: 1995 | -
Automatic Fire Alarm System | Fire Alarm Control Panel | Siemens Fire & Security Products S.A. | FC 10 Control and Indicating Equipment | FC1002 | VdS Guideline 2489 | -
Automatic Fire Alarm System | Fire Alarm Control Panel | Siemens Fire & Security Products S.A. | FC 10 Control and Indicating Equipment | FC1004 | VdS Guideline 2489 | -
Automatic Fire Alarm System | Fire Alarm Control Panel | Siemens Fire & Security Products S.A. | FC 10 Control and Indicating Equipment | FC1008 | VdS Guideline 2489 | -
Automatic Fire Alarm System | Fire Alarm Control Panel | Siemens Fire & Security Products S.A. | FC 10 Control and Indicating Equipment | FC1012 | VdS Guideline 2489 | -
Automatic Fire Alarm System | Fire Alarm Control Panel | Siemens Switzerland Ltd. | Extinguishing Control Unit (Fire Alarm Control Panel) | XC1001-A | EN 54-2: 1997/AC: 1999, 54-4: 1997/AC: 1999, 50130-4: 1995+A1: 1998+A2: 2003, EN 12094-1: 2003 | -
Automatic Fire Alarm System | Fire Alarm Control Panel | Signal Communications Corp. | Pull Station | B10 - Standard Pull Station | UL 38 | -
Automatic Fire Alarm System | Fire Alarm Control Panel | Signal Communications Corp. | Pull Station | B11 - Auxilliary Pull Station | UL 38 | -
Automatic Fire Alarm System | Fire Alarm Control Panel | Silent Knight Security System | Control Unit Accessories, System | 5820 | UL 864 | -
Automatic Fire Alarm System | Fire Alarm Control Panel | Silent Knight Security System | Serial/Parallel Interface | 5824 | UL 864, UL 1481 | -
Automatic Fire Alarm System | Fire Alarm Control Panel | Silent Knight Security System | Remote Announciator | 5860 | UL 864, UL 1481 | -
Automatic Fire Alarm System | Fire Alarm Control Panel | Silent Knight Security System | Remote Announciator | 5880 | UL 864, UL 1481 | -
Automatic Fire Alarm System | Fire Alarm Control Panel | Silent Knight Security System | Power Expander/Supply | 5895 | UL 864, UL 1481 | -
Automatic Fire Alarm System | Fire Alarm Control Panel | Silent Knight Security System | Remote Announciator | 5860R | UL 864, UL 1481 | -
Automatic Fire Alarm System | Fire Alarm Control Panel | Silent Knight Security System | Remote Announciator | 5865-3 | UL 864, UL 1481 | -
Automatic Fire Alarm System | Fire Alarm Control Panel | Silent Knight Security System | Remote Announciator | 5865-4 | UL 864, UL 1481 | -
Automatic Fire Alarm System | Fire Alarm Control Panel | Silent Knight Security System | Addressable Input Module | SD500-AIM | UL 864, UL 1481 | -
Automatic Fire Alarm System | Fire Alarm Control Panel | Silent Knight Security System | Relay Module | SD500-ARM | UL 864, UL 1481 | -
Automatic Fire Alarm System | Fire Alarm Control Panel | Silent Knight Security System | Addressable Input Module | SD500-MIM | UL 864, UL 1481 | -
Automatic Fire Alarm System | Fire Alarm Control Panel | Silent Knight Security System | Fire Alarm Control Unit | SK-6324 | UL 864 | -
Automatic Fire Alarm System | Fire Alarm Control Panel | Silent Knight Security System, Div. of Willknight Inc. | Control Unit Accessories, System | SK-2224 | UL 864 | -
Automatic Fire Alarm System | Fire Alarm Control Panel | Silent Knight Security System, Div. of Willknight Inc. | Control Unit Accessories, System | SK-4224 | UL 864 | -
Automatic Fire Alarm System | Fire Alarm Control Panel | Simplex | Fire Alarm System Control Unit | 4002 | UL | -
Automatic Fire Alarm System | Fire Alarm Control Panel | Simplex | Fire Alarm System Control Unit | 4001-9404 |  | -
Automatic Fire Alarm System | Fire Alarm Control Panel | Simplex | Fire Alarm System Equipment |  | UL | -
Automatic Fire Alarm System | Fire Alarm Control Panel | Simplex Time Recorder Co | Addressable Component | 2120 |  | -
Automatic Fire Alarm System | Fire Alarm Control Panel | Simplex Time Recorder Co | Fire Alarm Control Unit | 4100 | UL | -
Automatic Fire Alarm System | Fire Alarm Control Panel | Simplex Time Recorder Co | Control Units | 4004-9101 | UL 864 | -
Automatic Fire Alarm System | Fire Alarm Control Panel | Simplex Time Recorder Co | Control Units | 4004-9102 | UL 864 | -
Automatic Fire Alarm System | Fire Alarm Control Panel | Simplex Time Recorder Co | Control Units | 4004-9201 | UL 864 | -
Automatic Fire Alarm System | Fire Alarm Control Panel | Simplex Time Recorder Co | Control Units | 4004-9202 | UL 864 | -
Automatic Fire Alarm System | Fire Alarm Control Panel | Simplex Time Recorder Co | Control Units, Fire Alarm Control Panel | 4004-9301 | UL 864 VII | -
Automatic Fire Alarm System | Fire Alarm Control Panel | Simplex Time Recorder Co | Control Units, Fire Alarm Control Panel | 4004-9302 | UL 864 VII | -
Automatic Fire Alarm System | Fire Alarm Control Panel | Simplex Time Recorder Co | Control Units | 4005-9101 | UL 864 | -
Automatic Fire Alarm System | Fire Alarm Control Panel | Simplex Time Recorder Co | Control Units | 4005-9102 | UL 864 | -
Automatic Fire Alarm System | Fire Alarm Control Panel | Simplex Time Recorder Co | Fire Alarm Control Unit | 4010-9201 | UL 864 | -
Automatic Fire Alarm System | Fire Alarm Control Panel | Simplex Time Recorder Co | Fire Alarm Control Unit | 4010-9202 | UL 864 | -
Automatic Fire Alarm System | Fire Alarm Control Panel | Simplex Time Recorder Co | Supervised IAM Monitor Module | 4090-9001 | UL 864 | -
Automatic Fire Alarm System | Fire Alarm Control Panel | Simplex Time Recorder Co | Relay IAM Relay Module | 4090-9002 | UL 864 | -
Automatic Fire Alarm System | Fire Alarm Control Panel | Simplex Time Recorder Co | Class A ZAM Initiating Module | 4090-9101 | UL 864 | -
Automatic Fire Alarm System | Fire Alarm Control Panel | Simplex Time Recorder Co | Class B ZAM Initiating Module | 4090-9106 | UL 864 | -
Automatic Fire Alarm System | Fire Alarm Control Panel | Simplex Time Recorder Co | True Alarm Control Unit | 4100-5301 | UL | -
Automatic Fire Alarm System | Fire Alarm Control Panel | Simplex Time Recorder Co | True Alarm Control Unit with Audio | 4100-5302 | UL | -
Automatic Fire Alarm System | Fire Alarm Control Panel | Simplex Time Recorder Co | Fire Alarm Contorl Unit with Audio | 4100-8201 | UL | -
Automatic Fire Alarm System | Fire Alarm Control Panel | Simplex Time Recorder Co | Graphic Annunciator | 4100-8401 | UL 864 | -
Automatic Fire Alarm System | Fire Alarm Control Panel | Simplex Time Recorder Co | Graphic Annunciator | 4100-8402 | UL 864 | -
Automatic Fire Alarm System | Fire Alarm Control Panel | Simplex Time Recorder Co | Universal Transponder | 4100-8511 | UL | -
Automatic Fire Alarm System | Fire Alarm Control Panel | Simplex Time Recorder Co | Universal Transponder with Audio | 4100-8601 | UL | -
Automatic Fire Alarm System | Fire Alarm Control Panel | Simplex Time Recorder Co | Fire Alarm Control Unit | 4100-9111 | UL 864 | -
Automatic Fire Alarm System | Fire Alarm Control Panel | Simplex Time Recorder Co | Control Units, Fire Alarm Control Panel | 4100-9111 | UL 864 | -
Automatic Fire Alarm System | Fire Alarm Control Panel | Simplex Time Recorder Co | Fire Alarm Control Unit | 4100-9112 | UL 864 | -
Automatic Fire Alarm System | Fire Alarm Control Panel | Simplex Time Recorder Co | Control Units, Fire Alarm Control Panel | 4100-9112 | UL 864 | -
Automatic Fire Alarm System | Fire Alarm Control Panel | Simplex Time Recorder Co | Fire Alarm Control Unit | 4100-9113 | UL 864 | -
Automatic Fire Alarm System | Fire Alarm Control Panel | Simplex Time Recorder Co | Control Units, Fire Alarm Control Panel | 4100-9113 | UL 864 | -
Automatic Fire Alarm System | Fire Alarm Control Panel | Simplex Time Recorder Co | Control Units, Fire Alarm Control Panel | 4100-9114 | UL 864 | -
Automatic Fire Alarm System | Fire Alarm Control Panel | Simplex Time Recorder Co | Control Units, Fire Alarm Control Panel | 4100-9115 | UL 864 | -
Automatic Fire Alarm System | Fire Alarm Control Panel | Simplex Time Recorder Co | Control Units, Fire Alarm Control Panel | 4100-9116 | UL 864 | -
Automatic Fire Alarm System | Fire Alarm Control Panel | Simplex Time Recorder Co | Fire Alarm Control Unit | 4100-9121 | UL 864 | -
Automatic Fire Alarm System | Fire Alarm Control Panel | Simplex Time Recorder Co | Control Units, Fire Alarm Control Panel | 4100-9121 | UL 864 | -
Automatic Fire Alarm System | Fire Alarm Control Panel | Simplex Time Recorder Co | Control Units, Fire Alarm Control Panel | 4100-9122 | UL 864 | -
Automatic Fire Alarm System | Fire Alarm Control Panel | Simplex Time Recorder Co | Fire Alarm Control Unit | 4100-9131 | UL 864 | -
Automatic Fire Alarm System | Fire Alarm Control Panel | Simplex Time Recorder Co | Control Units, Fire Alarm Control Panel | 4100-9131 | UL 864 | -
Automatic Fire Alarm System | Fire Alarm Control Panel | Simplex Time Recorder Co | Fire Alarm Control Unit | 4100-9132 | UL 864 | -
Automatic Fire Alarm System | Fire Alarm Control Panel | Simplex Time Recorder Co | Control Units, Fire Alarm Control Panel | 4100-9132 | UL 864 | -
Automatic Fire Alarm System | Fire Alarm Control Panel | Simplex Time Recorder Co | Fire Alarm Control Unit | 4100-9133 | UL 864 | -
Automatic Fire Alarm System | Fire Alarm Control Panel | Simplex Time Recorder Co | Control Units, Fire Alarm Control Panel | 4100-9133 | UL 864 | -
Automatic Fire Alarm System | Fire Alarm Control Panel | Simplex Time Recorder Co | Fire Alarm Control Unit | 4100-9211 | UL 864 | -
Automatic Fire Alarm System | Fire Alarm Control Panel | Simplex Time Recorder Co | Control Units, Fire Alarm Control Panel | 4100-9211 | UL 864 | -
Automatic Fire Alarm System | Fire Alarm Control Panel | Simplex Time Recorder Co | Control Units, Fire Alarm Control Panel | 4100-9212 | UL 864 | -
Automatic Fire Alarm System | Fire Alarm Control Panel | Simplex Time Recorder Co | Control Units, Fire Alarm Control Panel | 4100-9213 | UL 864 | -
Automatic Fire Alarm System | Fire Alarm Control Panel | Simplex Time Recorder Co | Control Units, Fire Alarm Control Panel | 4100-9222 | UL 864 | -
Automatic Fire Alarm System | Fire Alarm Control Panel | Simplex Time Recorder Co | Fire Alarm Control Unit | 4100-9230 | UL 864 | -
Automatic Fire Alarm System | Fire Alarm Control Panel | Simplex Time Recorder Co | Control Units, Fire Alarm Control Panel | 4100-9230 | UL 864 | -
Automatic Fire Alarm System | Fire Alarm Control Panel | Simplex Time Recorder Co | Fire Alarm Control Unit | 4100-9600 | UL 864 | -
Automatic Fire Alarm System | Fire Alarm Control Panel | Simplex Time Recorder Co | Control Units, Fire Alarm Control Panel | 4100-9600 | UL 864 | -
Automatic Fire Alarm System | Fire Alarm Control Panel | Simplex Time Recorder Co | Fire Alarm Control Unit | 4100-9601 | UL 864 | -
Automatic Fire Alarm System | Fire Alarm Control Panel | Simplex Time Recorder Co | Control Units, Fire Alarm Control Panel | 4100-9601 | UL 864 | -
Automatic Fire Alarm System | Fire Alarm Control Panel | Simplex Time Recorder Co | Fire Alarm Control Unit | 4100-9602 | UL 864 | -
Automatic Fire Alarm System | Fire Alarm Control Panel | Simplex Time Recorder Co | Control Units, Fire Alarm Control Panel | 4100-9602 | UL 864 | -
Automatic Fire Alarm System | Fire Alarm Control Panel | Simplex Time Recorder Co | Remote Annunciator | 4602-8001 | UL 864 | -
Automatic Fire Alarm System | Fire Alarm Control Panel | Simplex Time Recorder Co | Graphic Annunciator | 4602-8101 | UL 864 | -
Automatic Fire Alarm System | Fire Alarm Control Panel | Simplex Time Recorder Co | Graphic Annunciator | 4602-8102 | UL 864 | -
Automatic Fire Alarm System | Fire Alarm Control Panel | Simplex Time Recorder Co | Graphic Annunciator | 4602-8103 | UL 864 | -
Automatic Fire Alarm System | Fire Alarm Control Panel | Simplex Time Recorder Co | Status Command Unit | 4602-9101 | UL 864 | -
Automatic Fire Alarm System | Fire Alarm Control Panel | Simplex Time Recorder Co | Remote Control Unit | 4602-9102 | UL 864 | -
Automatic Fire Alarm System | Fire Alarm Control Panel | Simplex Time Recorder Co | 24 Point I/O Module | 4605-8401 | UL 864 | -
Automatic Fire Alarm System | Fire Alarm Control Panel | Simplex Time Recorder Co | Remote LCD Annunicator | 4606-9101 | UL 864 | -
Automatic Fire Alarm System | Fire Alarm Control Panel | Simplex Time Recorder Co | Fire Alarm Control Unit |  | UL | -
Automatic Fire Alarm System | Fire Alarm Control Panel | SIRA SRL | Fire Alarm Control Panel (Control Unit) | AREA54-xppUL | UL 864 | -
Automatic Fire Alarm System | Fire Alarm Control Panel | System Sensor, Div. of Pittway Corp. | Control Unit Accessories | C304 | UL | -
Automatic Fire Alarm System | Fire Alarm Control Panel | System Sensor, Div. of Pittway Corp. | Control Module | CMX-2 | UL 864 | -
Automatic Fire Alarm System | Fire Alarm Control Panel | System Sensor, Div. of Pittway Corp. | Control Unit Accessories | M300 | UL | -
Automatic Fire Alarm System | Fire Alarm Control Panel | System Sensor, Div. of Pittway Corp. | Control Module | M300CJ | UL 864 | -
Automatic Fire Alarm System | Fire Alarm Control Panel | System Sensor, Div. of Pittway Corp. | Monitor Module | M300MJ | UL 864 | -
Automatic Fire Alarm System | Fire Alarm Control Panel | System Sensor, Div. of Pittway Corp. | Control Module | M300RJ | UL 864 | -
Automatic Fire Alarm System | Fire Alarm Control Panel | System Sensor, Div. of Pittway Corp. | Control Unit Accessories | M301 | UL | -
Automatic Fire Alarm System | Fire Alarm Control Panel | System Sensor, Div. of Pittway Corp. | Monitor Module | M301MJ | UL 864 | -
Automatic Fire Alarm System | Fire Alarm Control Panel | System Sensor, Div. of Pittway Corp. | Monitor Module | M302MJ | UL 864 | -
Automatic Fire Alarm System | Fire Alarm Control Panel | System Sensor, Div. of Pittway Corp. | Monitor Module | MMX-101 | UL 864 | -
Automatic Fire Alarm System | Fire Alarm Control Panel | System Sensors, Div. of Pittway Corp. | Control Module | FCM-1 | UL 864 | -
Automatic Fire Alarm System | Fire Alarm Control Panel | System Sensors, Div. of Pittway Corp. | Dual Monitor Module | FDM-1 | UL 864 | -
Automatic Fire Alarm System | Fire Alarm Control Panel | System Sensors, Div. of Pittway Corp. | Monitor Module | FMM-1 | UL 864 | -
Automatic Fire Alarm System | Fire Alarm Control Panel | System Sensors, Div. of Pittway Corp. | Monitor Module | FMM-101 | UL 864 | -
Automatic Fire Alarm System | Fire Alarm Control Panel | System Sensors, Div. of Pittway Corp. | Control Module | FRM-1 | UL 864 | -
Automatic Fire Alarm System | Fire Alarm Control Panel | System Sensors, Div. of Pittway Corp. | Monitor Module | FSM-101 | UL 864 | -
Automatic Fire Alarm System | Fire Alarm Control Panel | System Sensors, Div. of Pittway Corp. | Monitor Module | FZN-1 | UL 864 | -
Automatic Fire Alarm System | Fire Alarm Control Panel | System Sensors, Div. of Pittway Corp. | Dual Monitor Module | M500DM | UL 864 | -
Automatic Fire Alarm System | Fire Alarm Control Panel | System Sensors, Div. of Pittway Corp. | Control Module | M500DR | UL 864 | -
Automatic Fire Alarm System | Fire Alarm Control Panel | System Sensors, Div. of Pittway Corp. | Control Module | M500FP | UL 864 | -
Automatic Fire Alarm System | Fire Alarm Control Panel | System Sensors, Div. of Pittway Corp. | Monitor Module | MCF-300 | UL 864 | -
Automatic Fire Alarm System | Fire Alarm Control Panel | TELEFIRE fire & gas detectors Ltd. | Fire Alarm Panel | Telefire ADR 3000 | BS EN 54-2, BS EN 54-4, SS CP 10: 1993 | -
Automatic Fire Alarm System | Fire Alarm Control Panel | The Protectowire Co | Fire Control Panel | FireSystem 2600 HD | ANSI/NFPA 72, 1996 | -
Automatic Fire Alarm System | Fire Alarm Control Panel | The Protectowire Co Inc. | Fire Alarm Control Panel | FS-2000 | NFPA 72: 1990, FM Class 3820 (1979), Class 1011, 1012: 1973, Class 3600: 1989, Class 3610: 1988 | -
Automatic Fire Alarm System | Fire Alarm Control Panel | The Protectowire Co Inc. | Fire Alarm Control for Local Protective Signaling and Automatic Release for Pre-action and Deluge Sprinkler System | SRP4x4 | ANSI/NFPA 72-1999, FM 1011, 1012-1973 | -
Automatic Fire Alarm System | Fire Alarm Control Panel | Thorn Automated System Inc. | Fire Alarm Control Unit and Multi-channel audio Evacuation System | Autocall DirecTone 500 | UL 864 | -
Automatic Fire Alarm System | Fire Alarm Control Panel | Thorn Automated System Inc. | Analogue Addressable Signal System Control Unit | Autocall TFX-500 | UL 864 VII, UL 268 | -
Automatic Fire Alarm System | Fire Alarm Control Panel | Thorn Automated System Inc. | Analogue Addressable Signal System Control Unit | Autocall TFX-500M |  | -
Automatic Fire Alarm System | Fire Alarm Control Panel | Thorn Automated System Inc. | Analogue Addressable Signal System Control Unit | Autocall TFX-500MV |  | -
Automatic Fire Alarm System | Fire Alarm Control Panel | Thorn Automated System Inc. | Analogue Addressable Signal System Control Unit | Autocall TFX-800 |  | -
Automatic Fire Alarm System | Fire Alarm Control Panel | Thorn Automated System Inc. | Analogue Addressable Signal System Control Unit | Autocall TFX-800M |  | -
Automatic Fire Alarm System | Fire Alarm Control Panel | Thorn Automated System Inc. | Analogue Addressable Signal System Control Unit | Autocall TFX-800MV |  | -
Automatic Fire Alarm System | Fire Alarm Control Panel | Thorn Security Ltd. | Automatic Fire Alarm System Control and Indicating Equipment | AFA-Minerva System 1700 (4-64 zones) | LPC | -
Automatic Fire Alarm System | Fire Alarm Control Panel | Thorn Security Ltd. | Automatic Fire Alarm Panel | MX 4000 | BS EN 54 II: 1998, IV: 1998, IEC950: 1991 | -
Automatic Fire Alarm System | Fire Alarm Control Panel | Thorn Security Ltd. | Automatic Fire Alarm Panel | MXR | BS EN 54 II: 1998, IV: 1998 | -
Automatic Fire Alarm System | Fire Alarm Control Panel | Thorn Security Ltd. | Automatic Fire Alarm Sysetm | Thorn Security Minerva 16 | LPC | -
Automatic Fire Alarm System | Fire Alarm Control Panel | Thorn Security Ltd. | Automatic Fire Alarm Sysetm | Thorn Security Minerva 16E | LPC | -
Automatic Fire Alarm System | Fire Alarm Control Panel | Thorn Security Ltd. | Automatic Fire Alarm Sysetm | Thorn Security Minerva 80 | LPC | -
Automatic Fire Alarm System | Fire Alarm Control Panel | Thorn Security Ltd. | Fire Controller | Thorn Security Minerva and Excelsior 1,2,4 Zone | LPC | -
Automatic Fire Alarm System | Fire Alarm Control Panel | TOYO | P Type 1st Class Control Panel | 15-15-10 |  | -
Automatic Fire Alarm System | Fire Alarm Control Panel | TOYO | P Type 1st Class Control Panel | 45-15-1 |  | -
Automatic Fire Alarm System | Fire Alarm Control Panel | TOYO | P Type 1st Class Control Panel | 45-15-11 |  | -
Automatic Fire Alarm System | Fire Alarm Control Panel | TOYO | P Type 1st Class Control Panel | 45-15-12 |  | -
Automatic Fire Alarm System | Fire Alarm Control Panel | TOYO | P Type 1st Class Control Panel | 45-15-3 |  | -
Automatic Fire Alarm System | Fire Alarm Control Panel | TOYO | P Type 1st Class Control Panel | 45-15-4 |  | -
Automatic Fire Alarm System | Fire Alarm Control Panel | TOYO | P Type 1st Class Control Panel | 45-15-9 |  | -
Automatic Fire Alarm System | Fire Alarm Control Panel | TOYO | P Type 2nd Class Control Panel | 45-19-1 |  | -
Automatic Fire Alarm System | Fire Alarm Control Panel | TOYO | P Type 2nd Class Control Panel | 45-19-4 |  | -
Automatic Fire Alarm System | Fire Alarm Control Panel | TOYO | P Type 2nd Class Control Panel | 45-19-5 |  | -
Automatic Fire Alarm System | Fire Alarm Control Panel | TOYO | P Type 1st Class Control Panel | 51-11 |  | -
Automatic Fire Alarm System | Fire Alarm Control Panel | TOYO | P Type 2nd Class Control Panel | 55-10 |  | -
Automatic Fire Alarm System | Fire Alarm Control Panel | TOYO | P Type 2nd Class Control Panel | 55-11 |  | -
Automatic Fire Alarm System | Fire Alarm Control Panel | TOYO | P Type 1st Class Control Panel | 55-12 |  | -
Automatic Fire Alarm System | Fire Alarm Control Panel | TOYO | P Type 1st Class Control Panel | 55-13 |  | -
Automatic Fire Alarm System | Fire Alarm Control Panel | TOYO | P Type 1st Class Control Panel | 55-13-1 |  | -
Automatic Fire Alarm System | Fire Alarm Control Panel | TOYO | P Type 2nd Class Control Panel | 55-21 |  | -
Automatic Fire Alarm System | Fire Alarm Control Panel | Tyco Electronic Product Group | Control and Indicating Equipment (Fire Alarm Control Panel) | MXC | EN54-2: 1998, 54-4: 1998 | -
Automatic Fire Alarm System | Fire Alarm Control Panel | Tyco Safety Products | Collective/Addressable Control and Indicating Equipment | MX4428 | AS 4428.1-1998 | -
Automatic Fire Alarm System | Fire Alarm Control Panel | Unitec | Annunciator/Interface Panel | UT-416 | UL | -
Automatic Fire Alarm System | Fire Alarm Control Panel | Vigilant Fire & Evacuation System | Multi Protocol Responder to be used with Vigilant F4000, F400AN Control and Indicating Equipment (CIE) |  | AS 1603.4: 1987+A1 to A2 | -
Automatic Fire Alarm System | Fire Alarm Control Panel | Vigilant Fire & Evacuation System | Vigilant Fire Control Panel | F3200 | SSL | -
Automatic Fire Alarm System | Fire Alarm Control Panel | Vigilant Fire & Evacuation System | Networked Control and Indicating Equipment (CIE) with Protocol Translation Module (PTM) | F4000 | AS 1603.4: 1987+A1 to A2 | -
Automatic Fire Alarm System | Fire Alarm Control Panel | Wormald (UK) | Control and Indicating Equipment (Fire Alarm Control Panel) | NT100 | EN 54-2, EN 54-4 | -
Automatic Fire Alarm System | Fire Alarm Control Panel | Wormald Electronics | Fire Alarm Control Panel | F08 | SSL | -
Automatic Fire Alarm System | Fire Alarm Control Panel | Wormald International | Fire Alarm Indicator Panel | F4000 | SSL | -
Automatic Fire Alarm System | Fire Alarm Control Panel | Wormald International | Wormald Status-250 Fire Indicator Panel | Status-250 | SSL | -
Automatic Fire Alarm System | Fire Alarm Control Panel | Wormald Signalco | Automatic Fire Alarm System | PBS-16 | LPCB | -
Automatic Fire Alarm System | Fire Alarm Control Panel | Ziton Australia | Ziton ZP-5 Fire Indicator Panel | AS 1 | SSL | -
Automatic Fire Alarm System | Fire Alarm Control Panel | Ziton Ltd. | Ziton ZP-5 Fire Indicator Panel | AS 1 | SSL | -
Automatic Fire Alarm System | Fire Alarm Control Panel | Ziton S.A Ltd. | Short Circuit Isolator | ZP760-2 | GEI 1-052 | -
Automatic Fire Alarm System | Fire Alarm Control Panel | Ziton SA (Pty) Ltd. | Analogue Addressable Fire Alarm Panel | Ziton ZP3 | BS EN 54 II: 98, 54 IV: 98 | -
Automatic Fire Alarm System | Fire Alarm Control Panel | Ziton SA (Pty) Ltd. | Fire Alarm Panel | ZP5 MK5 | LPC | -
Automatic Fire Alarm System | Fire Alarm Control Panel | 上海能美西科姆消防設備有限公司 | 火災報警控制器(聯動型) | R23Z(-G) | GB4717-2005, GB16806-2006 | -
Automatic Fire Alarm System | Fire Alarm Control Panel | 上海能美西科姆消防設備有限公司 | 火災報警控制器(聯動型) | R23Z(-M) | GB4717-2005, GB16806-2006 | -
Automatic Fire Alarm System | Fire Alarm Control Panel | 上海能美西科姆消防設備有限公司 | 火災報警控制器(聯動型) | R23Z(-SS) | GB4717-2005, GB16806-2006 | -
Automatic Fire Alarm System | Fire Alarm Control Panel | 日本國能美防災株式會社 | 火災報警控制器(聯動型) | R-25Z-J | GB4717-2005, GB16806-2006 | -
Automatic Fire Alarm System | Fire Alarm Control Panel | 日本國能美防災株式會社 | 火災報警控制器(聯動型) | R-25Z-R | GB4717-2005, GB16806-2006 | -
Automatic Fire Alarm System | Fire Alarm Control Panel | 日本國報知機株式會社 | 火災報警控制器 | GBH8 | GB4717-93, GB16806-1997 | -
Automatic Fire Alarm System | Fire Alarm Control Panel | 北京西門子西伯樂斯電子有限公司 | 區域火災報警控制器 | JB-QB/BC8001 | GB4717-93 | -
Automatic Fire Alarm System | Fire Alarm Control Panel | 北京西門子西伯樂斯電子有限公司 |  | JB-T/BC80 | GB4717-93, GB16806-1997 | -
Automatic Fire Alarm System | Fire Alarm Control Panel | 北京利達華信電子有限公司 | 火災報警按鈕 | JB-QB/LD128E(M) | GB4717-2005 | -
Automatic Fire Alarm System | Fire Alarm Control Panel | 北京利達華信電子有限公司 | 火災報警按鈕(聯動型) | JB-QB/LD128E(Q) | GB4717-2005, GB16806-2006 | -
Automatic Fire Alarm System | Fire Alarm Control Panel | 北京利達華信電子有限公司 | 火災報警按鈕(聯動型) | JB-QB-LD128EN(M) | 20071724 | -
Automatic Fire Alarm System | Fire Alarm Control Panel | 北京利達華信電子有限公司 | 火災報警按鈕 | JB-QB-LD128EN(M)-A1 | 20083189 | -
Automatic Fire Alarm System | Fire Alarm Control Panel | 北京獅島消防電子有限公司 | 火災報警控制器 | JB-QB-SD2210 | GB4717-93, GB16806-1997 | -
Automatic Fire Alarm System | Fire Alarm Control Panel | 北京獅島消防電子有限公司 | 火災報警控制器 | JB-QG-SD2200 | GB4717-93, GB16806-1997 | -
Automatic Fire Alarm System | Fire Alarm Control Panel | 北京獅島消防電子有限公司 | 火災顯示盤 | SD2200ZX | GB17429-1998 | -
Automatic Fire Alarm System | Fire Alarm Control Panel | 海灣安全技術股份有限公司 | 區域火災報警控制器 | JB-QB-GST100 | GB4717-93 | -
Automatic Fire Alarm System | Fire Alarm Control Panel | 海灣安全技術股份有限公司 | 火災報警控制器 | JB-QB-GST200 | GB4717-93, GB16806-1997 | -
Automatic Fire Alarm System | Fire Alarm Control Panel | 海灣安全技術股份有限公司 | 火災報警控制器 | JB-QB-GST500 | GB4717-93, GB16806-97 | -
Automatic Fire Alarm System | Fire Alarm Control Panel | 海灣安全技術股份有限公司 | 火災報警控制器 | JB-QG-GST5000 | GB4717-2005, 16806-1997 | -
Automatic Fire Alarm System | Fire Alarm Control Panel | 海灣安全技術股份有限公司 | 火災報警控制器 | JB-QG-GST9000 | GB4717-2005, 16806-1997 | -
Automatic Fire Alarm System | Fire Alarm Control Panel | 海灣安全技術股份有限公司 | 火災報警控制器 | JB-QT-GST5000 | GB4717-2005, GB16806-1997 | -
Automatic Fire Alarm System | Fire Alarm Control Panel | 深圳市泛海三江電子有限公司 | 火災聲警報器 | JB-QB-MN/200 | GB16806-2006 | -
Automatic Fire Alarm System | Fire Alarm Control Panel | 深圳市泛海三江電子有限公司 | 火災聲警報器 | JB-QB-MN/40 | GB4717-2005 | -
Automatic Fire Alarm System | Fire Alarm Control Panel | 深圳市泛海三江電子有限公司 | 火災聲警報器 | JB-QGL-2100 | GB16806-2006 | -
Automatic Fire Alarm System | Fire Alarm Control Panel | 深圳市奧瑞那光子技術有限公司 | 火災報警控制器 | JB-QB-ODH04 | GB4717-2005 | -
Automatic Fire Alarm System | Fire Alarm Control Panel | 深圳市奧瑞那光子技術有限公司 | 火災報警控制器 | JB-QB-OZH100 | GB4717-2005 | -
Automatic Fire Alarm System | Fire Alarm Control Panel | 深圳市奧瑞那光子技術有限公司 | 火災報警控制器 | JB-QB-OZH280 | GB4717-2005 | -
Automatic Fire Alarm System | Fire Alarm Control Panel | 深圳市奧瑞那光子技術有限公司 | 火災報警控制器 | JB-QG-OZH4800 | GB4717-93, GB16806-1997 | -
Automatic Fire Alarm System | Fire Alarm Control Panel | 深圳市奧瑞那光子技術有限公司 | 消防聯動控制設備 | JB-QT-OLK3900 | GB16806-1997 | -
Automatic Fire Alarm System | Fire Alarm Control Panel | 深圳市奧瑞那光子技術有限公司 | 火災報警控制器 | JB-QT-OZH4800 | GB4717-93, GB16806-1997 | -
Automatic Fire Alarm System | Fire Alarm Control Panel | 深圳市賦安安全系統有限公司 | 火災報警控制器 | JB-QB-AFN80 | GB4717-2005 | -
Automatic Fire Alarm System | Fire Alarm Control Panel | 深圳市賦安安全系統有限公司 | 火災報警控制器 | JB-QBZ2-AFN100 | GB4717-2005 | -
Automatic Fire Alarm System | Fire Alarm Control Panel | 霍尼韋爾消防安防系統(上海)有限公司 | 火災報警控制器 | FAP9800 | GB4717-93, GB16806-1997 | -
Automatic Fire Alarm System | Fire Alarm Control Panel | 霍尼韋爾消防安防系統(上海)有限公司 | 火災報警控制器 | N-6000 | GB4717-2005 | -
Automatic Fire Alarm System | Fire Alarm Control Panel | 霍尼韋爾消防安防系統(上海)有限公司 | 火災報警控制器 | N-6000 | GB16806-1997 | -
Automatic Fire Alarm System | Fire Alarm Control Panel |  | Single Zone Fire Alarm Panel | 3222 | BSI | -
Automatic Fire Alarm System | Fire Alarm Control Panel |  | 2 Zone Control Panel | 7502 | ULC | -
Automatic Fire Alarm System | Fire Alarm Control Panel |  | 4 Zone Control Panel | 7504 | ULC | -
Automatic Fire Alarm System | Fire Alarm Control Panel |  | Intella-Scan Fire Alarm Control Panel | 10-201-1 | FMR | -
Automatic Fire Alarm System | Fire Alarm Control Panel |  | Intella-Scan Fire Alarm Control Panel | 10-201-2 | FMR | -
Automatic Fire Alarm System | Fire Alarm Control Panel |  | Intella-Scan Fire Alarm Control Panel | 10-201-4 | FMR | -
Automatic Fire Alarm System | Fire Alarm Control Panel |  | Fire Alarm Control Units | DeltaNet Graphic Central PC Gateway | UL | -
Automatic Fire Alarm System | Fire Alarm Control Panel |  | Fire Alarm Control Units | DeltaNet Micro Central PC Gateway | UL | -
Automatic Fire Alarm System | Fire Alarm Control Panel |  | Monitor Module | SIGA-MM1 | UL | -
Automatic Fire Alarm System | Fire Alarm Control Panel |  | Waterflow/Tamper Module | SIGA-WTM | UL | -
Automatic Fire Alarm System | Heat Detector | ADT | Heat Detector | 3536-613 | UL | -
Automatic Fire Alarm System | Heat Detector | Advanced Electronic Ltd. | Conventional Class BS Heat Detector | 20-AS300-ADV | EN 54 V: 2000 | -
Automatic Fire Alarm System | Heat Detector | Advanced Electronic Ltd. | Conventional Class A1R Heat Detector | 20-AS400-ADV | EN 54 V: 2000 | -
Automatic Fire Alarm System | Heat Detector | AFA | Minerva D801 Solid State Heat Detector | D801 |  | -
Automatic Fire Alarm System | Heat Detector | Alarmcom AG | Heat Detector | HI 620 C | EN 54 V | -
Automatic Fire Alarm System | Heat Detector | Alarmcom Co | Heat Detector | HI 320A | DIN EN 54 V: 09/89, VdS 2503 12/96 Pt. 9 para 4.'2.2, 4.3.1, 4.3.2, 4.5, 5 | -
Automatic Fire Alarm System | Heat Detector | Alarmcom Co | Thermal Conventional Detector | HI320C | EN 54 V | -
Automatic Fire Alarm System | Heat Detector | Alarmcom Co | Optical Conventional Detector | OP320C | EN 54 VII, IX | -
Automatic Fire Alarm System | Heat Detector | Alarmline | Control Panel | 3210 |  | -
Automatic Fire Alarm System | Heat Detector | Alarmline | Heat Sensor Cable | K82016 |  | -
Automatic Fire Alarm System | Heat Detector | Alarmline | Heat Sensor Cable | K82017 |  | -
Automatic Fire Alarm System | Heat Detector | Alarmline | Heat Sensor Cable | K82018 |  | -
Automatic Fire Alarm System | Heat Detector | Alarmline | Heat Sensor Cable | K82020 |  | -
Automatic Fire Alarm System | Heat Detector | Alarmline | Heat Sensor Cable | K82021 |  | -
Automatic Fire Alarm System | Heat Detector | Alarmline | Heat Sensor Cable | K82078 |  | -
Automatic Fire Alarm System | Heat Detector | Alarmline | Interface Module | K82194 |  | -
Automatic Fire Alarm System | Heat Detector | Antronica A/S | Rate-of-Rise Heat Detector | BD-25 | BS 5445 V: 1977, EN 54 V: 1976 | -
Automatic Fire Alarm System | Heat Detector | Apollo | Heat Detector | 53531-211 | FOC, FIRTO | -
Automatic Fire Alarm System | Heat Detector | Apollo | Heat Detector | 53531-212 | FOC, FIRTO | -
Automatic Fire Alarm System | Heat Detector | Apollo | Heat Detector | 53531-221 | FOC, FIRTO | -
Automatic Fire Alarm System | Heat Detector | Apollo Fire Detection Ltd. | Series 60 Intrinsically Safe Grade 1 Rate of Rise Heat Detector | 5000-110 | BS 5445 V: 1977, EN 54 V: 1976 | -
Automatic Fire Alarm System | Heat Detector | Apollo Fire Detection Ltd. | Grade 1 60◦ Heat Detector | 55000-100 | LPC | -
Automatic Fire Alarm System | Heat Detector | Apollo Fire Detection Ltd. | Heat Detector | 55000-100 | BS 5445 V: 1977, EN 54 V: 1976 | -
Automatic Fire Alarm System | Heat Detector | Apollo Fire Detection Ltd. | Grade 2 65◦ Heat Detector | 55000-101 | LPC | -
Automatic Fire Alarm System | Heat Detector | Apollo Fire Detection Ltd. | Heat Detector | 55000-101 | BS 5445 V: 1977, EN 54 V: 1976 | -
Automatic Fire Alarm System | Heat Detector | Apollo Fire Detection Ltd. | Grade 3 75◦ Heat Detector | 55000-102 | LPC | -
Automatic Fire Alarm System | Heat Detector | Apollo Fire Detection Ltd. | Heat Detector | 55000-102 | BS 5445 V: 1977, EN 54 V: 1976 | -
Automatic Fire Alarm System | Heat Detector | Apollo Fire Detection Ltd. | 80◦ Heat Detector | 55000-103 | LPC | -
Automatic Fire Alarm System | Heat Detector | Apollo Fire Detection Ltd. | Heat Detector | 55000-103 | BS 5445 VII: 1984, EN 54 VII: 1982 | -
Automatic Fire Alarm System | Heat Detector | Apollo Fire Detection Ltd. | 80◦ Heat Detector | 55000-104 | LPC | -
Automatic Fire Alarm System | Heat Detector | Apollo Fire Detection Ltd. | Heat Detector | 55000-104 | BS 5445 VII: 1984, EN 54 VII: 1982 | -
Automatic Fire Alarm System | Heat Detector | Apollo Fire Detection Ltd. | Series 60 Intrinsically Safe Grade 1 Rate-of-Rise Heat Detector | 55000-110 | BS 5445 V: 1977, EN 54 V: 1976, EN 50014: 1977 A1 to A5, EN 50020: 1977 A1 to A5 | -
Automatic Fire Alarm System | Heat Detector | Apollo Fire Detection Ltd. | Heat Detector | 55000-110 | BS 5445 V: 1977, EN 54 V: 1976 | -
Automatic Fire Alarm System | Heat Detector | Apollo Fire Detection Ltd. | Heat Detector | 55000-111 | BS 5445 V: 1977, EN 54 V: 1976 | -
Automatic Fire Alarm System | Heat Detector | Apollo Fire Detection Ltd. | Heat Detector | 55000-112 | BS 5445 V: 1977, EN 54 V: 1976 | -
Automatic Fire Alarm System | Heat Detector | Apollo Fire Detection Ltd. | Heat Detector | 55000-113 | BS 5445 VII: 1984, EN 54 VII: 1982 | -
Automatic Fire Alarm System | Heat Detector | Apollo Fire Detection Ltd. | Series 60 Intrinsically Safe Range 1 Heat Detector | 55000-113 | BS 5445 VII: 1984, EN 54 VII: 1982 | -
Automatic Fire Alarm System | Heat Detector | Apollo Fire Detection Ltd. | Heat Detector | 55000-114 | BS 5445 VII: 1984, EN 54 VII: 1982 | -
Automatic Fire Alarm System | Heat Detector | Apollo Fire Detection Ltd. | Heat Detector | 55000-120 | prEN 54-5 07/97, VdS 2503 12/96 | -
Automatic Fire Alarm System | Heat Detector | Apollo Fire Detection Ltd. | Heat Detector | 55000-121 | prEN 54-5 07/97, VdS 2503 12/96 | -
Automatic Fire Alarm System | Heat Detector | Apollo Fire Detection Ltd. | Heat Detector | 55000-122 | prEN 54-V 07/97, VdS 2503 12/96 | -
Automatic Fire Alarm System | Heat Detector | Apollo Fire Detection Ltd. | Heat Detector | 55000-122 | prEN 54-5 07/97, VdS 2503 12/96 | -
Automatic Fire Alarm System | Heat Detector | Apollo Fire Detection Ltd. | Heat Detector | 55000-125 | prEN 54-5 07/97, VdS 2503 12/96 | -
Automatic Fire Alarm System | Heat Detector | Apollo Fire Detection Ltd. | Heat Detector | 55000-126 | prEN 54-5 07/97, VdS 2503 12/96 | -
Automatic Fire Alarm System | Heat Detector | Apollo Fire Detection Ltd. | Heat Detector | 55000-127 | prEN 54-V 07/97, VdS 2503 12/96 | -
Automatic Fire Alarm System | Heat Detector | Apollo Fire Detection Ltd. | Heat Detector | 55000-127 | prEN 54-5 07/97, VdS 2503 12/96 | -
Automatic Fire Alarm System | Heat Detector | Apollo Fire Detection Ltd. | Heat Detector | 55000-130 | prEN 54-5 07/97, VdS 2503 12/96 | -
Automatic Fire Alarm System | Heat Detector | Apollo Fire Detection Ltd. | Heat Detector | 55000-131 | prEN 54-5 07/97, VdS 2503 12/96 | -
Automatic Fire Alarm System | Heat Detector | Apollo Fire Detection Ltd. | Heat Detector | 55000-132 | prEN 54-V 07/97, VdS 2503 12/96 | -
Automatic Fire Alarm System | Heat Detector | Apollo Fire Detection Ltd. | Heat Detector | 55000-132 | prEN 54-5 07/97, VdS 2503 12/96 | -
Automatic Fire Alarm System | Heat Detector | Apollo Fire Detection Ltd. | Heat Detector | 55000-135 | prEN 54-5 07/97, VdS 2503 12/96 | -
Automatic Fire Alarm System | Heat Detector | Apollo Fire Detection Ltd. | Heat Detector | 55000-136 | prEN 54-5 07/97, VdS 2503 12/96 | -
Automatic Fire Alarm System | Heat Detector | Apollo Fire Detection Ltd. | Heat Detector | 55000-137 | prEN 54-V 07/97, VdS 2503 12/96 | -
Automatic Fire Alarm System | Heat Detector | Apollo Fire Detection Ltd. | Heat Detector | 55000-137 | prEN 54-5 07/97, VdS 2503 12/96 | -
Automatic Fire Alarm System | Heat Detector | Apollo Fire Detection Ltd. | Heat Detector | 58000-400 | prEN 54-5: F1 (21-07-97) E | -
Automatic Fire Alarm System | Heat Detector | Apollo Fire Detection Ltd. | Xplorer Photoelectric Smoke Detector | 59000-400 | prEN 54-5 2/2000 | -
Automatic Fire Alarm System | Heat Detector | Apollo Fire Detection Ltd. | Xplorer Photoelectric Smoke Detector | 59000-410 | prEN 54-5 2/2000 | -
Automatic Fire Alarm System | Heat Detector | Apollo Fire Detection Ltd. | Heat Detector | Obris Class A1R | BS EN 54-5: 2001 | -
Automatic Fire Alarm System | Heat Detector | Apollo Fire Detection Ltd. | Heat Detector | Obris Class A1R | BS EN 54-5: 2001 | -
Automatic Fire Alarm System | Heat Detector | Apollo Fire Detection Ltd. | Heat Detector | Obris Class A2S | BS EN 54-5: 2001 | -
Automatic Fire Alarm System | Heat Detector | Apollo Fire Detection Ltd. | Heat Detector | Obris Class A2S | BS EN 54-5: 2001 | -
Automatic Fire Alarm System | Heat Detector | Apollo Fire Detection Ltd. | Heat Detector | Obris Class BR | BS EN 54-5: 2001 | -
Automatic Fire Alarm System | Heat Detector | Apollo Fire Detection Ltd. | Heat Detector | Obris Class BR | BS EN 54-5: 2001 | -
Automatic Fire Alarm System | Heat Detector | Apollo Fire Detection Ltd. | Heat Detector | Obris Class BS | BS EN 54-5: 2001 | -
Automatic Fire Alarm System | Heat Detector | Apollo Fire Detection Ltd. | Heat Detector | Obris Class BS | BS EN 54-5: 2001 | -
Automatic Fire Alarm System | Heat Detector | Apollo Fire Detection Ltd. | Heat Detector | Obris Class CR | BS EN 54-5: 2001 | -
Automatic Fire Alarm System | Heat Detector | Apollo Fire Detection Ltd. | Heat Detector | Obris Class CR | BS EN 54-5: 2001 | -
Automatic Fire Alarm System | Heat Detector | Apollo Fire Detection Ltd. | Heat Detector | Obris Class CS | BS EN 54-5: 2001 | -
Automatic Fire Alarm System | Heat Detector | Apollo Fire Detection Ltd. | Heat Detector | Obris Class CS | BS EN 54-5: 2001 | -
Automatic Fire Alarm System | Heat Detector | Apollo Fire Detectors Ltd. | Series 65 Heat Detector, conventional Class A1R | 23900-K035-065 | prEN 54-5, 54-7 07/97, VdS 2503, 2504 12/96 | -
Automatic Fire Alarm System | Heat Detector | Apollo Fire Detectors Ltd. | Series 65 Heat Detector, conventional Class BR | 23900-K036-065 | prEN 54-5, 54-7 07/97, VdS 2503, 2504 12/96 | -
Automatic Fire Alarm System | Heat Detector | Apollo Fire Detectors Ltd. | Series 65 Heat Detector, conventional Class CR | 23900-K038-065 | prEN 54-5, 54-7 07/97, VdS 2503, 2504 12/96 | -
Automatic Fire Alarm System | Heat Detector | Apollo Fire Detectors Ltd. | Series 65 Heat Detector, conventional Class CS | 23900-K039-065 | prEN 54-5, 54-7 07/97, VdS 2503, 2504 12/96 | -
Automatic Fire Alarm System | Heat Detector | Apollo Fire Detectors Ltd. | XP95 Analogue Temperature Detector | 55000-400 | LPC | -
Automatic Fire Alarm System | Heat Detector | Argus Spectrum Products Ltd. | Class AR1 and B addressable heat detector | Vega V350 | RN 57 VII: 2001+A1 to A2, V: 2001+A1 | -
Automatic Fire Alarm System | Heat Detector | Arugs Spectrum Co | Conventional Photoelectric Smoke Detector | Aurora S300 BS | EN 54 V: 2000 | -
Automatic Fire Alarm System | Heat Detector | Arugs Spectrum Co | Conventional Photoelectric Smoke Detector | Aurora S400 A1R | EN 54 V: 2000 | -
Automatic Fire Alarm System | Heat Detector | BACAB SA | Line Type Heat Detector | TSC 515 | DIN EN 54 V: 03/01, VdS 2503: 12/96, 2344: 02/99 | -
Automatic Fire Alarm System | Heat Detector | BBS Stotz | Thermal/Temperature Detector | MTM 60 | VDS | -
Automatic Fire Alarm System | Heat Detector | BBS Stotz | Thermal/Temperature Detector | MTM 80 | VDS | -
Automatic Fire Alarm System | Heat Detector | BICC Brand-Rex Ltd. | Linear Heat Sensor Cable | H8040 | FMRC 3210 | -
Automatic Fire Alarm System | Heat Detector | BICC Brand-Rex Ltd. | Linear Heat Sensor Cable | H8045 | FMRC 3210 | -
Automatic Fire Alarm System | Heat Detector | BICC Brand-Rex Ltd. | Linear Heat Sensor Cable | H8069 | FMRC 3210 | -
Automatic Fire Alarm System | Heat Detector | BICC Brand-Rex Ltd. | Linear Heat Sensor Cable | H9650 | FMRC 3210 | -
Automatic Fire Alarm System | Heat Detector | Bosch Security System Inc. | Electronic fixed temperature heat Detector | F220-135F | UL 521 | -
Automatic Fire Alarm System | Heat Detector | Bosch Security System Inc. | Electronic fixed temperature heat Detector | F220-135F | UL 521 | -
Automatic Fire Alarm System | Heat Detector | Bosch Security System Inc. | Electronic fixed temperature heat Detector | F220-190F | UL 521 | -
Automatic Fire Alarm System | Heat Detector | Bosch SicherheitsSystem GmbH | Heat Detector | DSE 271 ATH | DIN EN 54 V, VII: 3/01, VdS 2503, 2504: 12/96, CEA 4021: 6/99 | -
Automatic Fire Alarm System | Heat Detector | Bosch SicherheitsSystem GmbH | Heat Detector | DSE 271 TH | DIN EN 54 V, VII: 3/01, VdS 2503, 2504: 12/96, CEA 4021: 6/99 | -
Automatic Fire Alarm System | Heat Detector | Bosch Sicherheitssysteme GmbH | Rate-of-rise temperature detector | FAH-T 419 | EN 54 V, VII, VdS 2503, 2504, 2806, cea 4021 | -
Automatic Fire Alarm System | Heat Detector | Bosch Sicherheitssysteme GmbH | Rate of Rise Temperature Detector | FAH-T 420 | EN 54 V, VII, VdS 2503, 2504, 2806, cea 4021 | -
Automatic Fire Alarm System | Heat Detector | Bosch Sicherheitssysteme GmbH | multisensor detector scattered light + heat | FAP-OT 419 | EN 54 V, VII, VdS 2503, 2504, 2806, cea 4021 | -
Automatic Fire Alarm System | Heat Detector | Bosch Sicherheitssysteme GmbH | Multisensor detector scattered light + heat | FAP-OT 420 | EN 54 V, VII, VdS 2503, 2504, 2806, cea 4021 | -
Automatic Fire Alarm System | Heat Detector | Bosch Sicherheitssysteme GmbH | Multisensor detector scattered light + heat + CO2 gas | FAP-OTC 420 | EN 54 V, VII, VdS 2503, 2504, 2806, cea 4021 | -
Automatic Fire Alarm System | Heat Detector | Bosch Telecom GmbH | Heat Detector | T 400E LSN | EN 54 V:, VII: 03/01, VdS 2503, 2504: 12/96, CEA 4021: 06/99 | -
Automatic Fire Alarm System | Heat Detector | Bosch Telecom GmbH | Heat Detector | T-300 GLT | prEN 54 V, VII: 7/97, VdS 2503, 2504: 12/96, CEA GEI 1-049: 2/97 | -
Automatic Fire Alarm System | Heat Detector | Bosch Telecom GmbH | Heat Detector | T-400LSN | prEN 54 V, VII: 7/97, VdS 2503, 2504: 12/96, CEA GEI 1-049: 2/97 | -
Automatic Fire Alarm System | Heat Detector | Brand-Rex Ltd. | Linear Heat Sensor Cable | H8040N | FMRA 3210 | -
Automatic Fire Alarm System | Heat Detector | Brand-Rex Ltd. | Linear Heat Sensor Cable | H8045N | FMRA 3210 | -
Automatic Fire Alarm System | Heat Detector | BRK Electronics | Rate-of-Rise Detector | 5451E | LPC | -
Automatic Fire Alarm System | Heat Detector | Caradon Gent Ltd. | Analogue Addressable Optical Heat Sensor | 34710 | BS 5445 VII: 1984, EN 54 VII: 1982 | -
Automatic Fire Alarm System | Heat Detector | Caradon Gent Ltd. | Analogue Addressable Heat Detector | 34720 | BS 5445 V: 1977 | -
Automatic Fire Alarm System | Heat Detector | Caradon Gent Ltd. | Analogue Addressable Optical Heat Sensor/Sounder | 34770 | BS 5445 VII: 1984, V: 1977, prEN54 III: 1995, EFSG/F/95/007 | -
Automatic Fire Alarm System | Heat Detector | Caradon Gent Ltd. | Conventional Grade 1 Fixed Temperature Heat Detector | 17850-01 | BS 5445 V: 1977, EN 54 V: 1976 | -
Automatic Fire Alarm System | Heat Detector | Caradon Gent Ltd. | Conventional Grade 1 Rate of Rise Heat Detector | 17860-01 | BS 5445 V: 1977/EN 54 V: 1976 | -
Automatic Fire Alarm System | Heat Detector | Cerberus AG | Heat Detector | DC1101A-EX | EN54 VII: 9/1989 clause 8, VdS 2110 at 05.92, EN 54 V: 9/1989, EFSG/F/95/005 clause 3, Vds 2110: 5/1992 subclauses 7.7.2-7.7.4, 7.7.6 | -
Automatic Fire Alarm System | Heat Detector | Cerberus AG | Heat Detector with Base DB 1101 | DT 1101 | Vds | -
Automatic Fire Alarm System | Heat Detector | Cerberus AG | Heat Detector with Base DB 1101 | DT 1102 | Vds | -
Automatic Fire Alarm System | Heat Detector | Cerberus AG | Heat Detector | DT 1131A | EN 54 V: 09/89, EMSG/F/95/006 2.1, '2.2, 2.5, 2.6, clause 3m VdS 2110 (05/92) 7.7.2, 7.7.3, 7.7.4, 7.7.6 | -
Automatic Fire Alarm System | Heat Detector | Cerberus AG | Heat Detector | DT1101A | EN 54 VII: 9/1989, EN 54 VIII: 9/1989, VdS 2110 AT 05.92, VdS 2110: 9/1992 subclauses 7.7.2-7.7.4, 7.7.6, EFSG/F/95/005 clause 3 | -
Automatic Fire Alarm System | Heat Detector | Cerberus AG | Heat Detector | DT1102A | EN 54 VII: 9/1989, VdS 2110 AT 05.92, VdS 2110: 5/1992 subclauses 7.7.2-7.7.4, 7.7.6, EFSG/F/95/005 clause 3 | -
Automatic Fire Alarm System | Heat Detector | Cerberus AG | Deat Detector | DT-1102-A-EX | EN 54 vii: 9/1989, EFSG/F/95/005 clause 3, VdS2110: 5/1992 subclause 7.7.2-7.7.4, 7.7.6 | -
Automatic Fire Alarm System | Heat Detector | Cerberus AG | Heat Detector | DT1132A | EN 54 VII: 09/89, VdS 2503 (11/96) clause 4.2, 4.3.1, 4.'3.2, 4.5, 5, VdS 2110 (05/92) clauses 7.7.2, 7.7.3, 7.7.4, 7.7.6 | -
Automatic Fire Alarm System | Heat Detector | Cerberus AG | Heat Detector with Base DB 1101 | DT1152 (EN54-5) | Vds | -
Automatic Fire Alarm System | Heat Detector | Cerberus AG | Heat Detector with Base DB 1101 | DT1152 (EN54-8) | Vds | -
Automatic Fire Alarm System | Heat Detector | Cerberus AG | Heat Detector | DT1152A | EN 54 v: 9/1989, EN 54 vii: 9/1989, VdS 2110 AT 05.92, EFSG/F/95/005 CLAUSE '3.3, VdS 2110 (02/95) subclause 7.7.3 | -
Automatic Fire Alarm System | Heat Detector | Cerberus AG | Heat Detector | HI 622 C | EN 54 VII: temperature range 1 | -
Automatic Fire Alarm System | Heat Detector | Cerberus PLC | Heat Detector | DT1031 | EN 45 v: 09/89, EN 54 v: 02/95 Para 4.5, VdS 2503 (12/96) Para 4.'2.2, 4.3.1, 4.3.2, 4.5, 5 | -
Automatic Fire Alarm System | Heat Detector | Cooper Light & Security | Analogue Addressable Heat Detector | MAH830 | EN 54 V: 2000, LPCB/VdS AD3.1 | -
Automatic Fire Alarm System | Heat Detector | Detection Electronique Francaise Protecbat | Rate of Temperature Rise Detector | THP 42 |  | -
Automatic Fire Alarm System | Heat Detector | Detection System Inc. | Heat Detector, Electronic Fixed Temperature with Rate of rise Detection | DS 230 | UL 521 | -
Automatic Fire Alarm System | Heat Detector | Detection System Inc. | Electronic fixed temperature heat detector | DS230F | UL 521 | -
Automatic Fire Alarm System | Heat Detector | Detection System Inc. | Electronic fixed temperature heat detector | DS233F | UL 521 | -
Automatic Fire Alarm System | Heat Detector | Edwards | Thermostat | 281A |  | -
Automatic Fire Alarm System | Heat Detector | Edwards | Thermostat | 282A |  | -
Automatic Fire Alarm System | Heat Detector | Edwards | Thermostat | 283A |  | -
Automatic Fire Alarm System | Heat Detector | Edwards | Thermostat | 284A |  | -
Automatic Fire Alarm System | Heat Detector | Edwards Co Inc. | Combination Type (Rate-of-Rise or fixed temperature) | 281B | UL | -
Automatic Fire Alarm System | Heat Detector | Edwards System Technology | Electronic fixed temperature heat detector | 5251FB | UL 521 VII | -
Automatic Fire Alarm System | Heat Detector | errer-effeff alarm GmbH | Rate of Rise Temperature Detector | TD-1261-Ex | DIN EN 54 V 09/89, VdS 2503 12/96 | -
Automatic Fire Alarm System | Heat Detector | Esser Sicherbeitstechnik GmbH | 3D Diagnostic Scattered-light & Ionization Detector | GT-1373 | DIN EN 54 V, VII, IX, EMC 2110 1/85 | -
Automatic Fire Alarm System | Heat Detector | Esser Sicherbeitstechnik GmbH | 4D Diagnostic Scattered-light, Ionization and Heat Detector | GTI-1973 | DIN EN 54 V, VII, IX, EMC 2110 1/85 | -
Automatic Fire Alarm System | Heat Detector | Esser Sicherbeitstechnik GmbH | 2D Diagnostic Scattered-light Detector | O-1371 | DIN EN 54 V, VII, IX, EMC 2110 1/85 | -
Automatic Fire Alarm System | Heat Detector | Esser Sicherbeitstechnik GmbH | Heat Detector | TD-1262 | DIN EN 54 V to VIII, EMC 2110 1/85 | -
Automatic Fire Alarm System | Heat Detector | Esser Sicherbeitstechnik GmbH | 2D Rate-of-rise Heat Detector | TD-1271 | DIN EN V | -
Automatic Fire Alarm System | Heat Detector | Esser Sicherbeitstechnik GmbH | 2D Fixed Heat Detector | TM-1161 | DIN EN V | -
Automatic Fire Alarm System | Heat Detector | Esser Sicherbeitstechnik GmbH | 2D Fixed Heat Detector | TM-1171 | DIN EN V | -
Automatic Fire Alarm System | Heat Detector | ESSER SICHERHEITSTECHNIK GmbH | Rate of Rise Detector | 1251 |  | -
Automatic Fire Alarm System | Heat Detector | Everbright Electronics Sdn. Bhd. | Heat Detector | EHD-02-ROR B | As 1603.1-1997 | -
Automatic Fire Alarm System | Heat Detector | Everyday Technology Co Ltd. | Conventional fixed temperature and rate of rise heat detector | EA323-2 A2R | EN 54 V: 2000 | -
Automatic Fire Alarm System | Heat Detector | Everyday Technology Co Ltd. | Conventional fixed temperature and rate of rise heat detector | EA323-2 A2S | EN 54 V: 2000 | -
Automatic Fire Alarm System | Heat Detector | Everyday Technology Co Ltd. | Conventional fixed temperature and rate of rise heat detector | EA323-2L A2R | EN 54 V: 2000 | -
Automatic Fire Alarm System | Heat Detector | Everyday Technology Co Ltd. | Conventional fixed temperature and rate of rise heat detector | EA323-2L A2S | EN 54 V: 2000 | -
Automatic Fire Alarm System | Heat Detector | Everyday Technology Co Ltd. | Conventional fixed temperature and rate of rise heat detector | EA323-4 A2R | EN 54 V: 2000 | -
Automatic Fire Alarm System | Heat Detector | Everyday Technology Co Ltd. | Conventional fixed temperature and rate of rise heat detector | EA323-4 A2R | EN 54 V: 2000 | -
Automatic Fire Alarm System | Heat Detector | Everyday Technology Co Ltd. | Conventional fixed temperature and rate of rise heat detector | EA323-4 A2S | EN 54 V: 2000 | -
Automatic Fire Alarm System | Heat Detector | Everyday Technology Co Ltd. | Conventional fixed temperature and rate of rise heat detector | EA323-4 A2S | EN 54 V: 2000 | -
Automatic Fire Alarm System | Heat Detector | Felten & Guilleaume Kabelwerke GmbH | Linear Heat Detector | FibroLaser II | pr EN 54 V, EN 54 II, VdS 2503 12/1996 | -
Automatic Fire Alarm System | Heat Detector | Fenwal Inc., Div. of Kidde Inc. | Heat Detector | 17343-113 | UL | -
Automatic Fire Alarm System | Heat Detector | FFE | Heat Detector | TD9 | SSL | -
Automatic Fire Alarm System | Heat Detector | Fike Corp. Fire Suppression System D.V. | Heat Detector (Combination rate-of-rise and fixed temperature) | 60-1018 | UL | -
Automatic Fire Alarm System | Heat Detector | Fike Corp. Fire Suppression System D.V. | Heat Detector (Fixed Temperature) | 60-1020 | UL | -
Automatic Fire Alarm System | Heat Detector | Fike Corp. Fire Suppression System D.V. | Heat Detector (Combination rate-of-rise and fixed temperature) | 60-1021 | UL | -
Automatic Fire Alarm System | Heat Detector | Fike Corp. Fire Suppression System D.V. | Heat Detector (Fixed Temperature) | 60-1022 | UL | -
Automatic Fire Alarm System | Heat Detector | Fike Protection System, Div. of Fike Corp. | Heat Detector | 60-033 | UL 521 | -
Automatic Fire Alarm System | Heat Detector | Fike Protection System, Div. of Fike Corp. | Heat Detector | 60-1018 | UL 521 | -
Automatic Fire Alarm System | Heat Detector | Fike Protection System, Div. of Fike Corp. | Heat Detector | 60-1020 | UL 521 | -
Automatic Fire Alarm System | Heat Detector | Fike Protection System, Div. of Fike Corp. | Heat Detector | 60-1021 | UL 521 | -
Automatic Fire Alarm System | Heat Detector | Fike Protection System, Div. of Fike Corp. | Heat Detector | 60-1022 | UL 521 | -
Automatic Fire Alarm System | Heat Detector | Fike Protection System, Div. of Fike Corp. | Heat Detector | 60-1028 | UL 521 | -
Automatic Fire Alarm System | Heat Detector | Fike Protection System, Div. of Fike Corp. | Heat Detector | 60-1029 | UL 521 | -
Automatic Fire Alarm System | Heat Detector | Fike Protection System, Div. of Fike Corp. | Heat Detector | 60-1030 | UL 521 | -
Automatic Fire Alarm System | Heat Detector | Fire Control Instruments Inc. | Electronic fixed temperature heat detector | ATD-HL-2 | UL 521 VII | -
Automatic Fire Alarm System | Heat Detector | Fire Control Instruments Inc. | Electronic fixed temperature heat detector | ATD-L2 | UL 521 VII | -
Automatic Fire Alarm System | Heat Detector | Fire Control Instruments Inc. | Electronic Rate of rise with fixed temperature Heat Detector | ATD-RL2 | UL 521 VII | -
Automatic Fire Alarm System | Heat Detector | Fire Detection Devices Ltd. | Heat Detectors incorporating either a combination rate-of-rise and fixed temperature or a fixed temperature type | CF-135 | UL | -
Automatic Fire Alarm System | Heat Detector | Fire Detection Devices Ltd. | Fixed temperature heat detectors | CF135 EWT | UL | -
Automatic Fire Alarm System | Heat Detector | Fire Detection Devices Ltd. | Fixed temperature heat detectors | CF135 EWT | UL | -
Automatic Fire Alarm System | Heat Detector | Fire Detection Devices Ltd. | Heat Detectors incorporating either a combination rate-of-rise and fixed temperature or a fixed temperature type | CF-135-2 | UL | -
Automatic Fire Alarm System | Heat Detector | Fire Detection Devices Ltd. | Heat Detectors incorporating either a combination rate-of-rise and fixed temperature or a fixed temperature type | CF-135-2C | UL | -
Automatic Fire Alarm System | Heat Detector | Fire Detection Devices Ltd. | Heat Detectors incorporating either a combination rate-of-rise and fixed temperature or a fixed temperature type | CF-135-2CO | UL | -
Automatic Fire Alarm System | Heat Detector | Fire Detection Devices Ltd. | Heat Detectors incorporating either a combination rate-of-rise and fixed temperature or a fixed temperature type | CF-165 | UL | -
Automatic Fire Alarm System | Heat Detector | Fire Detection Devices Ltd. | Heat Detectors incorporating either a combination rate-of-rise and fixed temperature or a fixed temperature type | CF-165-2 | UL | -
Automatic Fire Alarm System | Heat Detector | Fire Detection Devices Ltd. | Heat Detectors incorporating either a combination rate-of-rise and fixed temperature or a fixed temperature type | CF-165-2C | UL | -
Automatic Fire Alarm System | Heat Detector | Fire Detection Devices Ltd. | Heat Detectors incorporating either a combination rate-of-rise and fixed temperature or a fixed temperature type | CF-165-2CO | UL | -
Automatic Fire Alarm System | Heat Detector | Fire Detection Devices Ltd. | Heat Detectors incorporating either a combination rate-of-rise and fixed temperature or a fixed temperature type | CF-200 | UL | -
Automatic Fire Alarm System | Heat Detector | Fire Detection Devices Ltd. | Heat Detectors incorporating either a combination rate-of-rise and fixed temperature or a fixed temperature type | CF-200-2 | UL | -
Automatic Fire Alarm System | Heat Detector | Fire Detection Devices Ltd. | Heat Detectors incorporating either a combination rate-of-rise and fixed temperature or a fixed temperature type | CF-200-2C | UL | -
Automatic Fire Alarm System | Heat Detector | Fire Detection Devices Ltd. | Heat Detectors incorporating either a combination rate-of-rise and fixed temperature or a fixed temperature type | CF-200-2CO | UL | -
Automatic Fire Alarm System | Heat Detector | Fire Detection Devices Ltd. | Heat Detectors incorporating either a combination rate-of-rise and fixed temperature or a fixed temperature type | CR135 | UL | -
Automatic Fire Alarm System | Heat Detector | Fire Detection Devices Ltd. | Combined rate of rise and fixed temperature heat detectors | CR135 EWT | UL | -
Automatic Fire Alarm System | Heat Detector | Fire Detection Devices Ltd. | Heat Detectors incorporating either a combination rate-of-rise and fixed temperature or a fixed temperature type | CR135-2 | UL | -
Automatic Fire Alarm System | Heat Detector | Fire Detection Devices Ltd. | Heat Detectors incorporating either a combination rate-of-rise and fixed temperature or a fixed temperature type | CR135-2C | UL | -
Automatic Fire Alarm System | Heat Detector | Fire Detection Devices Ltd. | Heat Detectors incorporating either a combination rate-of-rise and fixed temperature or a fixed temperature type | CR135-2CO | UL | -
Automatic Fire Alarm System | Heat Detector | Fire Detection Devices Ltd. | Heat Detectors incorporating either a combination rate-of-rise and fixed temperature or a fixed temperature type | CR165 | UL | -
Automatic Fire Alarm System | Heat Detector | Fire Detection Devices Ltd. | Heat Detectors incorporating either a combination rate-of-rise and fixed temperature or a fixed temperature type | CR165-2 | UL | -
Automatic Fire Alarm System | Heat Detector | Fire Detection Devices Ltd. | Heat Detectors incorporating either a combination rate-of-rise and fixed temperature or a fixed temperature type | CR165-2C | UL | -
Automatic Fire Alarm System | Heat Detector | Fire Detection Devices Ltd. | Heat Detectors incorporating either a combination rate-of-rise and fixed temperature or a fixed temperature type | CR165-2CO | UL | -
Automatic Fire Alarm System | Heat Detector | Fire Detection Devices Ltd. | Heat Detectors incorporating either a combination rate-of-rise and fixed temperature or a fixed temperature type | CR200 | UL | -
Automatic Fire Alarm System | Heat Detector | Fire Detection Devices Ltd. | Combined rate of rise and fixed temperature heat detectors | CR200 EWT | UL | -
Automatic Fire Alarm System | Heat Detector | Fire Detection Devices Ltd. | Heat Detectors incorporating either a combination rate-of-rise and fixed temperature or a fixed temperature type | CR200-2 | UL | -
Automatic Fire Alarm System | Heat Detector | Fire Detection Devices Ltd. | Heat Detectors incorporating either a combination rate-of-rise and fixed temperature or a fixed temperature type | CR200-2C | UL | -
Automatic Fire Alarm System | Heat Detector | Fire Detection Devices Ltd. | Heat Detectors incorporating either a combination rate-of-rise and fixed temperature or a fixed temperature type | CR200-2CO | UL | -
Automatic Fire Alarm System | Heat Detector | Fyrnetics Ltd. | Heat Alarm | 323/9HI | BS 5446 I: 2000, 5445 V: 1977, prEN 54-5 | -
Automatic Fire Alarm System | Heat Detector | Fyrnetics Ltd. | Heat Alarm | 323/9HILL | BS 5446 I: 2000, 5445 V: 1977, prEN 54-5 | -
Automatic Fire Alarm System | Heat Detector | Garvan Enterprises Limited | Domestic Hear Alarm | DS-239 | BS 5446-2:2003 | -
Automatic Fire Alarm System | Heat Detector | Garvan Enterprises Limited | Domestic Hear Alarm | GH-310RF | BS 5446-2:2003 | -
Automatic Fire Alarm System | Heat Detector | Gent | Heat Detector | 7105-01 |  | -
Automatic Fire Alarm System | Heat Detector | Gent | Heat Detector | 7105-03 |  | -
Automatic Fire Alarm System | Heat Detector | Gent Ltd. | Fix Temperature Heat Detector | 17650-01 | LPC | -
Automatic Fire Alarm System | Heat Detector | Gent Ltd. | Rate of Rise Heat Detector | 17660-01 | LPC | -
Automatic Fire Alarm System | Heat Detector | Global System Technology PLC | Conventional rate of rise and fixed temperature heat detector | C-9103 | EN 54-5: 2000 | -
Automatic Fire Alarm System | Heat Detector | Global System Technology PLC | Intelligent Analogue Addressable Heat Detector | I-9103 | EN 54-5: 2000 | -
Automatic Fire Alarm System | Heat Detector | GLT Exports Ltd. | Conventional Class C Heat Detector | Fyreye FEEH2000 | EN 54 VL 2000 | -
Automatic Fire Alarm System | Heat Detector | GLT Exports Ltd. | Conventional Class A1R Heat Detector | Fyreye FEHR2000 | EN 54 VL 2000 | -
Automatic Fire Alarm System | Heat Detector | GLT Exports Ltd. | Rate of Rise Heat Detector | ZT 602 | BS 5445 V: 1977 | -
Automatic Fire Alarm System | Heat Detector | GLT Exports Ltd. | Analogue Addressable Heat Sensor | ZTA602 | BS 5445 V: 1977, EN 54 V: 1976 | -
Automatic Fire Alarm System | Heat Detector | Guardian Iberica | Heat Detector | STG-50 | EN 54-5 V | -
Automatic Fire Alarm System | Heat Detector | Guardian Iberica | Heat Detector | STG-50/A | EN 54-5 V | -
Automatic Fire Alarm System | Heat Detector | Gulf Security Technology Co Ltd. | Conventional rate of rise and fixed temperature heat detector | JTWB-ZCD-G1(A) | EN 54-V | -
Automatic Fire Alarm System | Heat Detector | Gulf Security Technology Co Ltd. | Intelligent Analogue Addressable Heat Detector | JTW-ZCD-G3N | EN 54-V | -
Automatic Fire Alarm System | Heat Detector | Hekatron GmbH | Linear Heat Detector | ADW 511A | DIN 54 V: 03/01, VdS 2503 12/96 | -
Automatic Fire Alarm System | Heat Detector | Hekatron GmbH | Linear Heat Detector | ADW 511A-1 | DIN 54 V: 03/01, VdS 2503 12/96 | -
Automatic Fire Alarm System | Heat Detector | Hekatron GmbH | Linear Heat Detector | TRANSAFE ADW 511 | DIN EN 54 V, VII, VIII, IEC 68-2-42, VdS 2110 05/92, 2503 11/96 | -
Automatic Fire Alarm System | Heat Detector | Hekatron GmbH | Linear Heat Detector | TRANSAFE ADW 511 | DIN EN 54 V, VII, VIII, IEC 68-2-42, VdS 2110 05/92, 2503 11/96 | -
Automatic Fire Alarm System | Heat Detector | Hekatron GmbH | Non Addressable Heat Detector | UTD 520 | DIN EN 54 V: 09/89, VdS 2503 11/96 | -
Automatic Fire Alarm System | Heat Detector | Hekatron GmbH | Individually Addressable Heat Detector | UTD 530 | DIN EN 54 V: 09/89, VdS 2503 11/96 | -
Automatic Fire Alarm System | Heat Detector | Hochiki Corp. | Conventional Heat Detector | DFG-60BLKJ | BS EN 54-5: 2001 | -
Automatic Fire Alarm System | Heat Detector | Hochiki Corp. Ltd. | Analogue Addressable Fixed Temperature Heat Sensor | ATG-E | BS 5445 V: 1977, EN 54 V: 1976, EFSG/F/95/006: 1995 (Clause 2.1,'2.2,2.5.2,'3.2,'3.3,3.4,3.5) | -
Automatic Fire Alarm System | Heat Detector | Hochiki Corp. Ltd. | Grade 1 rate-of-rise heat Detecotor, Base: YBC-R/3, AMU-MB | DCC-1EL | LPC | -
Automatic Fire Alarm System | Heat Detector | Hochiki Corp. Ltd. | Grade 1 rate-of-rise heat Detecotor, Base: YBC-R/3, YBF-RL/4H5, AMU-MB, AMU-B2, YBF-RL-3J | DCC-1EL | LPC 117a IIII | -
Automatic Fire Alarm System | Heat Detector | Hochiki Corp. Ltd. | Grade 2 rate-of-rise heat Detecotor, Base: YBC-R/3, AMU-MB | DCC-2EL | LPC | -
Automatic Fire Alarm System | Heat Detector | Hochiki Corp. Ltd. | Grade 2 rate-of-rise heat Detecotor, Base: YBC-R/3, YBF-RL/4H5, AMU-MB, AMU-B2, YBF-RL-3J | DCC-2EL | LPC 117a IIII | -
Automatic Fire Alarm System | Heat Detector | Hochiki Corp. Ltd. | Range 1 rate-of-rise heat Detecotor, Base: YBC-R/3, AMU-MB | DCC-R1EL | LPC | -
Automatic Fire Alarm System | Heat Detector | Hochiki Corp. Ltd. | Range 1 rate-of-rise heat Detecotor, Base: YBC-R/3, YBF-RL/4H5, AMU-MB, AMU-B2, YBF-RL-3J | DCC-R1EL | LPC 117c I | -
Automatic Fire Alarm System | Heat Detector | Hochiki Corp. Ltd. | Grade 1 Conventional Rate-of-rise Heat Detector | DCD-1E | BS 5445 V: 1977, EN 54 V: 1976 | -
Automatic Fire Alarm System | Heat Detector | Hochiki Corp. Ltd. | Grade 2 Conventional Rate-of-rise Heat Detector | DCD-2E | BS 5445 V: 1977, EN 54 V: 1976 | -
Automatic Fire Alarm System | Heat Detector | Hochiki Corp. Ltd. | Conventional Range 1 High Temperature Heat Detector | DCD-R1E | BS 5445 VII: 1984, EN 54 VII: 1982, ESFG/F/95/006: 1995 | -
Automatic Fire Alarm System | Heat Detector | Hochiki Corp. Ltd. | Heat Detector (Fixed Temperature) | DFE-60E | LPC | -
Automatic Fire Alarm System | Heat Detector | Hochiki Corp. Ltd. | Grade 2 Conventional Fixed Temperature Heat Detector | DFJ-60E | BS 5445 V: 1977, EN 54 V: 1976 | -
Automatic Fire Alarm System | Heat Detector | Hochiki Corp. Ltd. | Conventional Fixed Temperature Range 1 High Temperature Heat Detector | DFJ-90E | BS5445 VII: 1984, EN 54 VII: 1982, ESFG/F/95/006: 1995 | -
Automatic Fire Alarm System | Heat Detector | Hochiki Europe (UK) Ltd. | Conventional Heat Detector | DFG-60BLKJ | BS EN 54-5: 2001 | -
Automatic Fire Alarm System | Heat Detector | Hochiki Europe UK Ltd. | Intrinsically Safe Heat Detector | DCD-1E-IS | EN 54-5: 2000 | -
Automatic Fire Alarm System | Heat Detector | Honeywell Inc. | FS90 Plus/ FS90 Fire Control Unit - Electronic Fixed Temperature Heat Detector | TC808A1027 | UL | -
Automatic Fire Alarm System | Heat Detector | Honeywell International Inc. | Heat-automatic Fire Detector | 5601 | UL 521 | -
Automatic Fire Alarm System | Heat Detector | Honeywell International Inc. | Heat-automatic Fire Detector | 5602 | UL 521 | -
Automatic Fire Alarm System | Heat Detector | Honeywell International Inc. | Heat-automatic Fire Detector | 5603 | UL 521 | -
Automatic Fire Alarm System | Heat Detector | Honeywell International Inc. | Heat-automatic Fire Detector | 5604 | UL 521 | -
Automatic Fire Alarm System | Heat Detector | Honeywell International Inc. | Heat-automatic Fire Detector | 5621 | UL 521 | -
Automatic Fire Alarm System | Heat Detector | Honeywell International Inc. | Heat-automatic Fire Detector | 5622 | UL 521 | -
Automatic Fire Alarm System | Heat Detector | Honeywell International Inc. | Heat-automatic Fire Detector | 5623 | UL 521 | -
Automatic Fire Alarm System | Heat Detector | Honeywell International Inc. | Heat-automatic Fire Detector | 5624 | UL 521 | -
Automatic Fire Alarm System | Heat Detector | Honeywell International Inc. | Heat-automatic Fire Detector | TC830A1003 | UL 521 | -
Automatic Fire Alarm System | Heat Detector | Honeywell Ltd. | Electronic Fixed Temperature Heat Detector | TC808A-1001 | UL | -
Automatic Fire Alarm System | Heat Detector | Horing Lih Industrial Co Ltd. | Conventional Optical Heat Multisensor Detector | AH-0315-2 | EN 54 V, VII: 2000, CEA 4021 | -
Automatic Fire Alarm System | Heat Detector | Horing Lih Industrial Co Ltd. | Conventional Optical Heat Multisensor Detector | AH-0315-3 | EN 54 V,VII: 2000, CEA 4021 | -
Automatic Fire Alarm System | Heat Detector | Horing Lih Industrial Co Ltd. | Conventional Optical Heat Multisensor Detector | AH-0315-4 | EN 54 V, VII: 2000, CEA 4021 | -
Automatic Fire Alarm System | Heat Detector | Horing Lih Industrial Co Ltd. | Conventional Heat Detector | AH-0316-2 | EN 54 V: 2000 | -
Automatic Fire Alarm System | Heat Detector | Horing Lih Industrial Co Ltd. | Conventional Heat Detector | AH-0316-3 | EN 54 V: 2000 | -
Automatic Fire Alarm System | Heat Detector | Horing Lih Industrial Co Ltd. | Conventional Heat Detector | AH-0316-4 | EN 54 V: 2000 | -
Automatic Fire Alarm System | Heat Detector | Interlogix BV | Heat Detector | DT713-5 | EN 54 I: 1996, V: 2000 | -
Automatic Fire Alarm System | Heat Detector | Interlogix BV | Heat Detector | DT713-5R | EN 54 I: 1996, V: 2000 | -
Automatic Fire Alarm System | Heat Detector | Interlogix BV | Heat Detector | DT713-7 | EN 54 I: 1996, V: 2000 | -
Automatic Fire Alarm System | Heat Detector | Interstate Engineering | Heat Detector | V-50 |  | -
Automatic Fire Alarm System | Heat Detector | Interstate Engineering | Heat Detector | V-50 |  | -
Automatic Fire Alarm System | Heat Detector | James Stuart (London) and Co Ltd. | Rate-of-Rise Heat Detector | GD 24 | LCPB | -
Automatic Fire Alarm System | Heat Detector | Johnson Controls Inc. | Rate of rise heat detector | 5551JR | UL | -
Automatic Fire Alarm System | Heat Detector | Kidde | Heat Automatic Fire Detector | 302 | UL | -
Automatic Fire Alarm System | Heat Detector | Kidde | Heat Automatic Fire Detector | 302AW | UL | -
Automatic Fire Alarm System | Heat Detector | Kidde | Heat Automatic Fire Detector | 302H | UL | -
Automatic Fire Alarm System | Heat Detector | Kidde | Heat Automatic Fire Detector | E135C | UL | -
Automatic Fire Alarm System | Heat Detector | Kidde | Heat Automatic Fire Detector | E135F | UL | -
Automatic Fire Alarm System | Heat Detector | Kidde | Heat Automatic Fire Detector | E197C | UL | -
Automatic Fire Alarm System | Heat Detector | Kidde | Heat Automatic Fire Detector | E197F | UL | -
Automatic Fire Alarm System | Heat Detector | Kidde Fenwal Inc. | Analog Addressable and Fixed Temperature / Rate compensated type Heat-Automatic Fire Detector | THD-7252 | UL 621 | -
Automatic Fire Alarm System | Heat Detector | Kidde Fire Protection Ltd. | Heat Detector | 23900-K035 | LPC 62449/1.3 | -
Automatic Fire Alarm System | Heat Detector | Kidde Fire Protection Ltd. | Heat Detector | 23900-K036 | LPC 62449/1.3 | -
Automatic Fire Alarm System | Heat Detector | Kidde Fire Protection Ltd. | Heat Detector | 23900-K037 | LPC 62449/1.3 | -
Automatic Fire Alarm System | Heat Detector | Kidde Fire Protection Ltd. | Heat Detector | 23900-K038 | LPC 62449/1.3 | -
Automatic Fire Alarm System | Heat Detector | Kidde Fire Protection Ltd. | Heat Detector | 23900-K039 | LPC 62449/1.3 | -
Automatic Fire Alarm System | Heat Detector | Kidde Fire Protection Ltd. | Analogue Temperature Detector | 23900-K042 | LPC 62449/1.3 | -
Automatic Fire Alarm System | Heat Detector | Kidde-Fenwal Inc. | Rate Compensation Heat Detector for Use in Hazardous Locations | 27121-000 | UL | -
Automatic Fire Alarm System | Heat Detector | Kidde-Fenwal Inc. | Rate Compensation Heat Detector for Use in Hazardous Locations | 27121-020 | UL | -
Automatic Fire Alarm System | Heat Detector | Kidde-Fenwal Inc. | Rate Compensation Heat Detector for Use in Hazardous Locations | 28021-000 | UL | -
Automatic Fire Alarm System | Heat Detector | Kidde-Fenwal Inc. | Rate Compensation Heat Detector for Use in Hazardous Locations | 28021-005 | UL | -
Automatic Fire Alarm System | Heat Detector | Kidde-Fenwal Inc. | Heat Detector | THD-7052 | UL 251 | -
Automatic Fire Alarm System | Heat Detector | Kidde-Fenwal Inc. | Heat Detector | THD-7053 | UL 251 | -
Automatic Fire Alarm System | Heat Detector | Kidde-Fenwal Inc. | Stored Pressure Type Wet Chemical Extinguishing System Unit | WHDR-125 | NFPA 96,17A, UL 300, UL 1254 | -
Automatic Fire Alarm System | Heat Detector | Kidde-Fenwal Inc. | Stored Pressure Type Wet Chemical Extinguishing System Unit | WHDR-260 | NFPA 96,17A, UL 300, UL 1254 | -
Automatic Fire Alarm System | Heat Detector | Kidde-Fenwal Inc. | Stored Pressure Type Wet Chemical Extinguishing System Unit | WHDR-400L | NFPA 96,17A, UL 300, UL 1254 | -
Automatic Fire Alarm System | Heat Detector | Kidde-Fenwal Inc. | Stored Pressure Type Wet Chemical Extinguishing System Unit | WHDR-400S | NFPA 96,17A, UL 300, UL 1254 | -
Automatic Fire Alarm System | Heat Detector | Kidde-Fenwal Inc. | Stored Pressure Type Wet Chemical Extinguishing System Unit | WHDR-600 | NFPA 96,17A, UL 300, UL 1254 | -
Automatic Fire Alarm System | Heat Detector | Kidde-Graviner | Heat Sensor Cable | K82016 | FMRC 3210 7/78 | -
Automatic Fire Alarm System | Heat Detector | Kidde-Graviner | Heat Sensor Cable | K82017 | FMRC 3210 7/78 | -
Automatic Fire Alarm System | Heat Detector | Kidde-Graviner | Heat Sensor Cable | K82018 | FMRC 3210 7/78 | -
Automatic Fire Alarm System | Heat Detector | Kidde-Graviner | Heat Sensor Cable | K82020 | FMRC 3210 7/78 | -
Automatic Fire Alarm System | Heat Detector | Kidde-Graviner | Heat Sensor Cable | K82021 | FMRC 3210 7/78 | -
Automatic Fire Alarm System | Heat Detector | Kidde-Graviner | Heat Sensor Cable | K82078 | FMRC 3210 7/78 | -
Automatic Fire Alarm System | Heat Detector | Kidde-Graviner | Heat Detector | K82194 | FMRC 3210 7/78 | -
Automatic Fire Alarm System | Heat Detector | Kilsen S.A. | Conventional Grade 2 Rate of Rise Heat Detector | KL 710 | BS 5445 V: 1977, EN 54 V: 1976 | -
Automatic Fire Alarm System | Heat Detector | LIOS Technology GmbH | Linear Heat Detector OTS Genration 2 | OTS1 | DIN EN 54 II, V, VdS 2503 12/96 | -
Automatic Fire Alarm System | Heat Detector | LIOS Technology GmbH | Linear Heat Detector OTS Genration 2 | OTS2 | DIN EN 54 II, V, VdS 2503 12/96 | -
Automatic Fire Alarm System | Heat Detector | LIOS Technology GmbH | Linear Heat Detector | OTS2000 | DIN EN 54-5, DIN-EN 54-2, VdS 2503 | -
Automatic Fire Alarm System | Heat Detector | LIOS Technology GmbH | Linear Heat Detector | OTS-20P | DIN EN 54-5, DIN-EN 54-2, VdS 2503 | -
Automatic Fire Alarm System | Heat Detector | LIOS Technology GmbH | Linear Heat Detector OTS Genration 2 | OTS3 | DIN EN 54 II, V, VdS 2503 12/96 | -
Automatic Fire Alarm System | Heat Detector | LIOS Technology GmbH | Linear Heat Detector OTS Genration 2 | OTS4 | DIN EN 54 II, V, VdS 2503 12/96 | -
Automatic Fire Alarm System | Heat Detector | LIOS Technology GmbH | Linear Heat Detector | OTS4000 | DIN EN 54-5, DIN-EN 54-2, VdS 2503 | -
Automatic Fire Alarm System | Heat Detector | LIOS Technology GmbH | Linear Heat Detector | OTS-40P | DIN EN 54-5, DIN-EN 54-2, VdS 2503 | -
Automatic Fire Alarm System | Heat Detector | Majima of Japan | Heat Detector | ACE |  | -
Automatic Fire Alarm System | Heat Detector | Matsushita | Heat Detector (Fixed Level Type) | BV4011911 |  | -
Automatic Fire Alarm System | Heat Detector | Matsushita | Heat Detector (Fixed Level Type) | BV4220911 |  | -
Automatic Fire Alarm System | Heat Detector | Matsushita Electric Works Ltd. | Heat Sensitive Detector | BV4010911K | EN 54 V: 10/1976, VIII: 7/1982, SKAFOR/DK 232.030 Y | -
Automatic Fire Alarm System | Heat Detector | Matsushita Electric Works Ltd. | Heat Sensitive Detector | BV4122911K | EN 54 V: 10/1976, VIII: 7/1982, SKAFOR/DK 232.030 Y | -
Automatic Fire Alarm System | Heat Detector | Matsushita Electric Works Ltd. | Heat Detector | BV4602911K | EN 54 V, IX, prEN 54-5 | -
Automatic Fire Alarm System | Heat Detector | Matsushita Electric Works Ltd. | Heat Detector | BVR4410911 | EN 54 V, IX, prEN 54-5 | -
Automatic Fire Alarm System | Heat Detector | Mircom Technologies Ltd. | Electronic fixed temperature heat detector | MIX-5251B | UL 521 VII | -
Automatic Fire Alarm System | Heat Detector | Mircom Technologies Ltd. | Electronic Rate of rise with fixed temperature Heat Detector | MIX-5251RB | UL 521 VII | -
Automatic Fire Alarm System | Heat Detector | Mirtone | Heat - Automatic Fire Detector | 73031 |  | -
Automatic Fire Alarm System | Heat Detector | Mirtone | Heat Automatic Fire Detector | 73031 |  | -
Automatic Fire Alarm System | Heat Detector | Mirtone | Heat - Automatic Fire Detector | 73032 |  | -
Automatic Fire Alarm System | Heat Detector | Mirtone | Heat Automatic Fire Detector | 73032 |  | -
Automatic Fire Alarm System | Heat Detector | Mirtone | Heat - Automatic Fire Detector | 73033 |  | -
Automatic Fire Alarm System | Heat Detector | Mirtone | Heat Automatic Fire Detector | 73033 |  | -
Automatic Fire Alarm System | Heat Detector | Mirtone | Heat - Automatic Fire Detector | 73034 |  | -
Automatic Fire Alarm System | Heat Detector | Mirtone | Heat Automatic Fire Detector | 73034 |  | -
Automatic Fire Alarm System | Heat Detector | Mirtone | Heat - Automatic Fire Detector | 73320 |  | -
Automatic Fire Alarm System | Heat Detector | Mirtone | Heat Automatic Fire Detector | 73320 |  | -
Automatic Fire Alarm System | Heat Detector | Mirtone | Heat - Automatic Fire Detector | 73321 |  | -
Automatic Fire Alarm System | Heat Detector | Mirtone | Heat Automatic Fire Detector | 73321 |  | -
Automatic Fire Alarm System | Heat Detector | Mirtone | Heat - Automatic Fire Detector | 73322 |  | -
Automatic Fire Alarm System | Heat Detector | Mirtone | Heat Automatic Fire Detector | 73322 |  | -
Automatic Fire Alarm System | Heat Detector | Mirtone | Heat - Automatic Fire Detector | 73323 |  | -
Automatic Fire Alarm System | Heat Detector | Mirtone | Heat Automatic Fire Detector | 73323 |  | -
Automatic Fire Alarm System | Heat Detector | Mirtone | Heat - Automatic Fire Detector | 73330 |  | -
Automatic Fire Alarm System | Heat Detector | Mirtone | Heat Automatic Fire Detector | 73330 |  | -
Automatic Fire Alarm System | Heat Detector | Mirtone | Heat - Automatic Fire Detector | 73331 |  | -
Automatic Fire Alarm System | Heat Detector | Mirtone | Heat Automatic Fire Detector | 73331 |  | -
Automatic Fire Alarm System | Heat Detector | Mirtone | Heat - Automatic Fire Detector | 73330R |  | -
Automatic Fire Alarm System | Heat Detector | Mirtone | Heat Automatic Fire Detector | 73330R |  | -
Automatic Fire Alarm System | Heat Detector | Mirtone | Heat - Automatic Fire Detector | 73331R |  | -
Automatic Fire Alarm System | Heat Detector | Mirtone | Heat Automatic Fire Detector | 73331R |  | -
Automatic Fire Alarm System | Heat Detector | Mirtone, unit of General Signal Ltd. | Heat Detector 135F (57C) | 73340 | ULC | -
Automatic Fire Alarm System | Heat Detector | Mirtone, unit of General Signal Ltd. | Heat Detector 197F (92C) | 73341 | ULC | -
Automatic Fire Alarm System | Heat Detector | Mirtone, unit of General Signal Ltd. | Heat Detector 135F (57C) | 73342 | ULC | -
Automatic Fire Alarm System | Heat Detector | Mirtone, unit of General Signal Ltd. | Heat Detector 197F (92C0 | 73343 | ULC | -
Automatic Fire Alarm System | Heat Detector | National | Ionization Smoke Detector | BV 4517911 |  | -
Automatic Fire Alarm System | Heat Detector | NITTAN | Rate-of-Rise Heat Detector | 2SA-70T-LS | FOC | -
Automatic Fire Alarm System | Heat Detector | NITTAN | Rate of Rise Heat Detector | 2SA-L |  | -
Automatic Fire Alarm System | Heat Detector | NITTAN | Rate of Rise Heat Detector (Spot Type) | 2SA-L |  | -
Automatic Fire Alarm System | Heat Detector | NITTAN | Fixed Temperature Heat Detector | NC9C-70-1 |  | -
Automatic Fire Alarm System | Heat Detector | NITTAN | Fixed Temperature Heat Detector (Spot Type) | NC9C-70-1 |  | -
Automatic Fire Alarm System | Heat Detector | Nittan (UK) Ltd. | Analogue addressable heat detector | EV-H | BS EN 54 V: 2001 | -
Automatic Fire Alarm System | Heat Detector | Nittan (UK) Ltd. | analogue addressable photoelectric and heat multisensor | EV-PH | EN 54 V,VII: 2000, CEA 4021: 1999 | -
Automatic Fire Alarm System | Heat Detector | Nittan U.K. Ltd. | Heat Detector | MHD-G1 4T | LPC | -
Automatic Fire Alarm System | Heat Detector | Nittan U.K. Ltd. | Heat Detector | MHD-G2 4T | LPC | -
Automatic Fire Alarm System | Heat Detector | Nittan U.K. Ltd. | Heat Detector | MHD-G3 4T | LPC | -
Automatic Fire Alarm System | Heat Detector | Nittan U.K. Ltd. | Heat Detector | NHD-GH1 4T | LPC | -
Automatic Fire Alarm System | Heat Detector | Nittan U.K. Ltd. | Heat Sensor | TCA-AS-2LR | LPC | -
Automatic Fire Alarm System | Heat Detector | Nohmi Bosai Kogyo Co Ltd. | Fixed Temperature Heat Detector | FDL116C-75 |  | -
Automatic Fire Alarm System | Heat Detector | Nohmi Bosai Kogyo Co Ltd. | Fixed Temperature Heat Detector | FDL116C-W-75 |  | -
Automatic Fire Alarm System | Heat Detector | Nohmi Bosai Kogyo Co Ltd. | Fixed Temperature Heat Detector | FDL116C-WN-75 |  | -
Automatic Fire Alarm System | Heat Detector | Nohmi Bosai Kogyo Co Ltd. | Fixed Temperature Heat Detector | FDL116C-WR-75 |  | -
Automatic Fire Alarm System | Heat Detector | Nohmi Bosai Kogyo Co Ltd. | Fixed Temperature Heat Detector | FDL116C-WS-75 |  | -
Automatic Fire Alarm System | Heat Detector | Nohmi Bosai Kogyo Co Ltd. | Fixed Temperature Heat Detector | FDL116C-WX-75 |  | -
Automatic Fire Alarm System | Heat Detector | Nohmi Bosai Kogyo Co Ltd. | Fixed Temperature Heat Detector | FDL916C-65 |  | -
Automatic Fire Alarm System | Heat Detector | Nohmi Bosai Kogyo Co Ltd. | Fixed Temperature Heat Detector | FDL916C-V-65 |  | -
Automatic Fire Alarm System | Heat Detector | Nohmi Bosai Kogyo Co Ltd. | Fixed Temperature Heat Detector | FDL916C-W-65 |  | -
Automatic Fire Alarm System | Heat Detector | Nohmi Bosai Kogyo Co Ltd. | Fixed Temperature Heat Detector | FDL916C-WN-65 |  | -
Automatic Fire Alarm System | Heat Detector | Nohmi Bosai Kogyo Co Ltd. | Fixed Temperature Heat Detector | FDL916C-WS-65 |  | -
Automatic Fire Alarm System | Heat Detector | Nohmi Bosai Kogyo Co Ltd. | Fixed Temperature Heat Detector | FDL916C-WX-65 |  | -
Automatic Fire Alarm System | Heat Detector | Nohmi Bosai Kogyo Co Ltd. | Rate-of-Rise Heat Detector | FDP116 |  | -
Automatic Fire Alarm System | Heat Detector | Nohmi Bosai Kogyo Co Ltd. | Rate-of-Rise Heat Detector | FDP156 |  | -
Automatic Fire Alarm System | Heat Detector | Nohmi Bosai Kogyo Co Ltd. | Rate-of-Rise Heat Detector | FDP216 |  | -
Automatic Fire Alarm System | Heat Detector | Nohmi Bosai Kogyo Co Ltd. | Rate-of-Rise Heat Detector | FDP216-N |  | -
Automatic Fire Alarm System | Heat Detector | Nohmi Bosai Kogyo Co Ltd. | Rate-of-Rise Heat Detector | FDP216-S |  | -
Automatic Fire Alarm System | Heat Detector | Nohmi Bosai Kogyo Co Ltd. | Rate-of-Rise Heat Detector | FDP216-T |  | -
Automatic Fire Alarm System | Heat Detector | Nohmi Bosai Kogyo Co Ltd. | Rate-of-Rise Heat Detector | FDP216-X |  | -
Automatic Fire Alarm System | Heat Detector | Nohmi Bosai Kogyo Co Ltd. | Rate-of-Rise Heat Detector | FDP256 |  | -
Automatic Fire Alarm System | Heat Detector | Nohmi Bosai Kogyo Co Ltd. | Rate-of-Rise Heat Detector | FDP256-N |  | -
Automatic Fire Alarm System | Heat Detector | Nohmi Bosai Kogyo Co Ltd. | Rate-of-Rise Heat Detector | FDP256-S |  | -
Automatic Fire Alarm System | Heat Detector | Nohmi Bosai Kogyo Co Ltd. | Rate-of-Rise Heat Detector | FDP256-T |  | -
Automatic Fire Alarm System | Heat Detector | Nohmi Bosai Kogyo Co Ltd. | Rate-of-Rise Heat Detector | FDP256-X |  | -
Automatic Fire Alarm System | Heat Detector | Novar GmbH | Static Heat Detector | TD-802271 | DIN EN 54 V 03/01, VdS 2503 12/96, prEN 54-17 09/02 | -
Automatic Fire Alarm System | Heat Detector | Novar GmbH | Static Heat Detector | TD-803271 | DIN EN 54 V 03/01, VdS 2503 12/96, prEN 54-17 09/02 | -
Automatic Fire Alarm System | Heat Detector | Novar GmbH | Static Heat Detector | TM-1161-Ex | DIN EN 54 V 09/89, VdS 2503 12/96 | -
Automatic Fire Alarm System | Heat Detector | Novar GmbH | Static Heat Detector | TM-802171 | DIN EN 54 V 03/01, VdS 2503 12/96, prEN 54-17 09/02 | -
Automatic Fire Alarm System | Heat Detector | Novar GmbH | Static Heat Detector | TM-803171 | DIN EN 54 V 03/01, VdS 2503 12/96, prEN 54-17 09/02 | -
Automatic Fire Alarm System | Heat Detector | OKI | Fixed Temperature Detectors | 0F40108 |  | -
Automatic Fire Alarm System | Heat Detector | OKI | Fixed Temperature Detectors | OF40118 |  | -
Automatic Fire Alarm System | Heat Detector | OKI | Fixed Temperature Detectors | OF41218 |  | -
Automatic Fire Alarm System | Heat Detector | OKI | Fixed Temperature Detectors | OF41228 |  | -
Automatic Fire Alarm System | Heat Detector | OKI | Fixed Temperature Detectors | OF4147K |  | -
Automatic Fire Alarm System | Heat Detector | OKI | Heat Detector | ST-1100 |  | -
Automatic Fire Alarm System | Heat Detector | OKI | Fixed Temperature Detectors | ST-1365P |  | -
Automatic Fire Alarm System | Heat Detector | OKI | Fixed Temperature Detectors | ST-1380P |  | -
Automatic Fire Alarm System | Heat Detector | Photain Control Plc. | Grade 2 Fixed Temperature Heat Detector | PHDP2000 | BS 5445 V: 1977, EN 54 V: 1976 | -
Automatic Fire Alarm System | Heat Detector | Photain Control Plc. | Grade 1 Fixed Temperature Heat Detector | PHDP2000 | BS 5445 V: 1977, EN 54 V: 1976 | -
Automatic Fire Alarm System | Heat Detector | Photain Control Plc. | Range 1 Fixed High Temperature Heat Detector | PHDP2000HT | BS 5445 VIII: 1984, EN 54 VII: 1982 | -
Automatic Fire Alarm System | Heat Detector | Photain Control Plc. | Analogue Rate-of-rRise Heat Detector | PRRI94 | BS 5445 V: 1997, EN 54 V: 1976 | -
Automatic Fire Alarm System | Heat Detector | Photain Control Plc. | Analogue Heat Sensor | PRRPHDI2000 | BS 5445 V: 1977, EN 54 V: 1976 | -
Automatic Fire Alarm System | Heat Detector | Photain Controls Ltd. | High Temperature Heat Detector | PHD-P90 | LPC | -
Automatic Fire Alarm System | Heat Detector | Photain Controls Ltd. | Rate-of-Rise Heat Detector | PRR-P91 | LPC | -
Automatic Fire Alarm System | Heat Detector | Pittway Technologica S.p.A. | Heat Detector (Class A1S) | 5251EM | prEN54-5 07/97, VdS 2503 12/96 | -
Automatic Fire Alarm System | Heat Detector | Pittway Technologica S.p.A. | Heat Detector (Class BS) | 5251HTEM | prEN54-5 07/97, VdS 2503 12/96 | -
Automatic Fire Alarm System | Heat Detector | Pittway Technologica S.p.A. | Heat Detector (Class A1R) | 5251REM | prEN54-5 07/97, VdS 2503 12/96 | -
Automatic Fire Alarm System | Heat Detector | Pittway Technologica S.p.A. | Analogue Rate-of-rise Heat Sensor | 5551E | BS 5445 V: 1977/ EN 54 V: 1976 | -
Automatic Fire Alarm System | Heat Detector | Pittway Technologica S.p.A. | Analogue Heat Sensor | 5551RE | BS 5445 V: 1977/EN 54 V: 1976 | -
Automatic Fire Alarm System | Heat Detector | Pittway Technologica SpA | Heat Detector | 5251EM | DIN EN 54-V: 03/01 | -
Automatic Fire Alarm System | Heat Detector | Pittway Technologica SpA | Heat Detector | 5251HTEM | DIN EN 54-V: 03/01 | -
Automatic Fire Alarm System | Heat Detector | Pittway Technologica SpA | Heat Detector | 5251REM | prEN 54-V: 07/97 | -
Automatic Fire Alarm System | Heat Detector | Pittway Technologies SpA | Optical Heat multisensor detector | 2351TEM/SD-851TE | EN 54-VII: 2000, V: 2000, CEA 4021: 1999 | -
Automatic Fire Alarm System | Heat Detector | Pittway Technologies SpA | Class BS high temperature heat detector | 4351E/FD-851HTE | EN 54-V: 2000 | -
Automatic Fire Alarm System | Heat Detector | Pittway Technologies SpA | Class A1R heat detector | 5351E/FD-851RE | EN 54-V: 2000 | -
Automatic Fire Alarm System | Heat Detector | Pittway Technologies Spa | Rate of rise heat detector | 5850EC | LPC | -
Automatic Fire Alarm System | Heat Detector | Pittway Technologies SpA | Conventional photo-thermal detector | ECO1002 | CEA 4021 1999-06, EN 54 V: 2000, VII: 2000 | -
Automatic Fire Alarm System | Heat Detector | Pittway Technologies SpA | Low profile conventional thermal detector | ECO1005 | prEN54-5: 2/2000 | -
Automatic Fire Alarm System | Heat Detector | Pittway Technologies SpA | Conventional fixed temperature thermal detector | ECO1005T | EN54-5: 2000 | -
Automatic Fire Alarm System | Heat Detector | Protec Fire Detection PLC | Class A1 Conventional Rate-of-rise and Fixed Temperature Heat Detector | 3000/TEMP 58 | prEN 54-5 F1 (21-07-97) E1 | -
Automatic Fire Alarm System | Heat Detector | Protec Fire Detection PLC | Class A2 Fixed Temperature Conventional Heat Detector | 3000/TEMP 64 | prEN 54-5 F1 (21-07-97) E1 | -
Automatic Fire Alarm System | Heat Detector | Protec Fire Detection PLC | Analogue Heat Detector | 6000/TEMP | EN 54 V: 2000 | -
Automatic Fire Alarm System | Heat Detector | Pyrotronics, A Div. of Industries Inc. |  | DT-X3 | UL | -
Automatic Fire Alarm System | Heat Detector | Pyrotronics, A Div. of Industries Inc. |  | DTZ-3 | UL | -
Automatic Fire Alarm System | Heat Detector | Pyrotronics, A Div. of Industries Inc. |  | ID-60T | UL | -
Automatic Fire Alarm System | Heat Detector | Radionics, Div. of Detection System Inc. | Electronic fixed temperature heat Detector | D322A | UL 521 | -
Automatic Fire Alarm System | Heat Detector | Radionics, Div. of Detection System Inc. | Electronic fixed temperature heat Detector | D603 | UL 521 | -
Automatic Fire Alarm System | Heat Detector | Radionics, Div. of Detection System Inc. | Electronic fixed temperature heat Detector | D604 | UL 521 | -
Automatic Fire Alarm System | Heat Detector | Radionics, Div. of Detection System Inc. | Electronic fixed temperature heat Detector | D605 | UL 521 | -
Automatic Fire Alarm System | Heat Detector | Secutron, Div. of Digital Security Controls Ltd. | Electronic fixed temperature heat detector | MRI-5251B | UL 521 VII | -
Automatic Fire Alarm System | Heat Detector | Secutron, Div. of Digital Security Controls Ltd. | Electronic Rate of rise with fixed temperature Heat Detector | MRI-5251RB | UL 521 VII | -
Automatic Fire Alarm System | Heat Detector | Sensor Highway Ltd. | Fibre Optic Linear Heat Detection System | LTS200 | EN 54-5: 2000, EN 54-2: 1998 | -
Automatic Fire Alarm System | Heat Detector | Sentrol (US) | Heat Detector | DT2053 | EN 54 | -
Automatic Fire Alarm System | Heat Detector | Sentrol (US) | Heat Detector | DT2073 | EN 54 | -
Automatic Fire Alarm System | Heat Detector | Siemens Building Technologies AG | Heat Detector | FDT 221 | DIN EN54-5, VdS 2503 | -
Automatic Fire Alarm System | Heat Detector | Siemens Building Technologies AG | Heat Detector | FDT 241 | DIN EN54-5, VdS 2503 | -
Automatic Fire Alarm System | Heat Detector | Siemens Building Technologies AG, Cerberus Division | Conventional Grade 1 rate-of-rise Heat Detector | Alarmcom HI 320C | BS 5445 V: 1997, EN 54 V: 1976 | -
Automatic Fire Alarm System | Heat Detector | Siemens Building Technologies AG, Cerberus Division | Heat Detector | HI 322A | EN 54 V | -
Automatic Fire Alarm System | Heat Detector | Siemens Building Technologies AG, Cerberus Division | Heat Detector | HI 322C | EN 54 V | -
Automatic Fire Alarm System | Heat Detector | Siemens BuildingTechnologies AG, Cerberus Division | Rate of Rise Heat Detector | DT 1151A-Ex | DIN EN 54-5 28/89, 54-8 09/89, VdS 2503 12/96 | -
Automatic Fire Alarm System | Heat Detector | Siemens Fire & Security Products S.A. | Heat Automatic Fire Detector | HFPT-11 | UL 521 | -
Automatic Fire Alarm System | Heat Detector | Simplex Time Recorder Co | Heat Detector | 4098-9731 | UL | -
Automatic Fire Alarm System | Heat Detector | Simplex Time Recorder Co | Electronic. Combination Rate Compensation, Fixed Temperature and Rate of Rise Heat Detector | 4098-9733 | UL 521 | -
Automatic Fire Alarm System | Heat Detector | Simplex Time Recorder Co | Photoelectric Analog Smoke/Rate of Rise Heat Detector | 4098-9754 | UL 268 | -
Automatic Fire Alarm System | Heat Detector | System Sensor | Heat Sensor | 5551 | UL | -
Automatic Fire Alarm System | Heat Detector | System Sensor | Heat-automatic Fire Detector | 5061P | UL 521 | -
Automatic Fire Alarm System | Heat Detector | System Sensor | Intrinsically Safe Heat Detector | 5451E IS | LPC | -
Automatic Fire Alarm System | Heat Detector | System Sensor | FS90 Plus/ FS90 Fire Control Unit - Analogue heat sensor, B501 Mounting Base | 5551R, TC808A1043 | LPC | -
Automatic Fire Alarm System | Heat Detector | System Sensor | Heat Detector, analog programmable electronic fixed temperature or combination electronic/fixed temperature and rate of rise | ED-T | UL 521 | -
Automatic Fire Alarm System | Heat Detector | System Sensor | Heat Detector, analog programmable electronic fixed temperature or combination electronic/fixed temperature and rate of rise | ED-TI | UL 521 | -
Automatic Fire Alarm System | Heat Detector | System Sensor Pty. Ltd. | Heat/Detector/Olsen | T131A | AS 1603.1-1990+A1 | -
Automatic Fire Alarm System | Heat Detector | System Sensor, Div. of BRK Electronics | Rate of rise heat detector | 5451 | UL | -
Automatic Fire Alarm System | Heat Detector | System Sensor, Div. of BRK Electronics | Electronic fixed temperature heat Detector | 4451HT | UL | -
Automatic Fire Alarm System | Heat Detector | System Sensor, Div. of Pittway Corp. | 2-wire fixed temperature detector | 885 | UL 521 | -
Automatic Fire Alarm System | Heat Detector | System Sensor, Div. of Pittway Corp. | Heat Sensor | 5551 | UL | -
Automatic Fire Alarm System | Heat Detector | System Sensor, Div. of Pittway Corp. | Heat Detector | 4100FC | UL 521 | -
Automatic Fire Alarm System | Heat Detector | System Sensor, Div. of Pittway Corp. | Heat Detector | 4100FHC | UL 521 | -
Automatic Fire Alarm System | Heat Detector | System Sensor, Div. of Pittway Corp. | Heat Detector | 4100FHO | UL 521 | -
Automatic Fire Alarm System | Heat Detector | System Sensor, Div. of Pittway Corp. | Heat Detector | 4100FO | UL 521 | -
Automatic Fire Alarm System | Heat Detector | System Sensor, Div. of Pittway Corp. | Electronic fixed temperature heat detector | 5251B | UL 521 VII | -
Automatic Fire Alarm System | Heat Detector | System Sensor, Div. of Pittway Corp. | Electronic fixed temperature heat detector | 5251HTEM | UL 521 VII | -
Automatic Fire Alarm System | Heat Detector | System Sensor, Div. of Pittway Corp. | Heat-automatic Fire Detector | 5251P | UL 521 | -
Automatic Fire Alarm System | Heat Detector | System Sensor, Div. of Pittway Corp. | Heat-automatic Fire Detector | 5251P | UL | -
Automatic Fire Alarm System | Heat Detector | System Sensor, Div. of Pittway Corp. | Electronic Rate of rise with fixed temperature Heat Detector | 5251RB | UL 521 VII | -
Automatic Fire Alarm System | Heat Detector | System Sensor, Div. of Pittway Corp. | Electronic Rate of rise with fixed temperature Heat Detector | 5251RP | UL 521 | -
Automatic Fire Alarm System | Heat Detector | System Sensor, Div. of Pittway Corp. | Heat-automatic Fire Detector | 5251RP | UL | -
Automatic Fire Alarm System | Heat Detector | System Sensor, Div. of Pittway Corp. | Heat Detector | 5351J | UL 521 | -
Automatic Fire Alarm System | Heat Detector | System Sensor, Div. of Pittway Corp. | Heat Detector | 5351RJ | UL 521 | -
Automatic Fire Alarm System | Heat Detector | System Sensor, Div. of Pittway Corp. | Heat Detector (Fixed Temperature Analog) | 5951HJ | UL 521 VII | -
Automatic Fire Alarm System | Heat Detector | System Sensor, Div. of Pittway Corp. | Heat Detector (Fixed Temperature Analog) | 5951J | UL 521 VII | -
Automatic Fire Alarm System | Heat Detector | System Sensor, Div. of Pittway Corp. | Heat Detector (rate of rise analog) | 5951RJ | UL 521 VII | -
Automatic Fire Alarm System | Heat Detector | System Sensor, Div. of Pittway Corp. | Fixed temperature heat detectors | FST-851 | UL 521 VII | -
Automatic Fire Alarm System | Heat Detector | System Sensor, Div. of Pittway Corp. | Fixed temperature heat detectors | FST-851H | UL 521 VII | -
Automatic Fire Alarm System | Heat Detector | System Sensor, Div. of Pittway Corp. | Rate of rise heat detector | FST-851R | UL 521 VII | -
Automatic Fire Alarm System | Heat Detector | System Sensor, Div. of Pittway Corp. | Heat Detector | H355 | UL 521 VII | -
Automatic Fire Alarm System | Heat Detector | System Sensor, Div. of Pittway Corp. | Heat Detector | H355HT | UL 521 VII | -
Automatic Fire Alarm System | Heat Detector | System Sensor, Div. of Pittway Corp. | Heat Detector | H355R | UL 521 VII | -
Automatic Fire Alarm System | Heat Detector | System Sensor, Div. of Pittway Corp. | Heat Detector | TC8081058 | UL 521 | -
Automatic Fire Alarm System | Heat Detector | System Sensor, Div. of Pittway Corp. | FS90 Plus/ FS90 Fire Control Unit - Electronic Fixed Temperature Heat Detector | TC808A-1118 | UL | -
Automatic Fire Alarm System | Heat Detector | System Sensor, Div. of Pittway Corp. | Electronic fixed temperature heat Detector | TC808B1002 | UL 521 | -
Automatic Fire Alarm System | Heat Detector | System Sensor, Div. of Pittway Corp. | Electronic Rate of rise with fixed temperature Heat Detector | TC808B1010 | UL 521 | -
Automatic Fire Alarm System | Heat Detector | System Sensor, Div. of Pittway Corp. | Heat Detector | TC808B1041 | UL 521 | -
Automatic Fire Alarm System | Heat Detector | System Sensor, Div. of Pittway Corp. | Heat Detector | TC808B1066 | UL 521 | -
Automatic Fire Alarm System | Heat Detector | System Sensors, Div. of Pittway Corp. | Heat Detector | FST-751 | UL 521 | -
Automatic Fire Alarm System | Heat Detector | System Sensors, Div. of Pittway Corp. | Heat Detector | FST-751R | UL 521 | -
Automatic Fire Alarm System | Heat Detector | Texecom Ltd. | Fixed Temperature Heat Detector | EXODUS FT64/2W | BS EN 54-5: 2001+A1 | -
Automatic Fire Alarm System | Heat Detector | Texecom Ltd. | Fixed Temperature Heat Detector | EXODUS FT64/4W | BS EN 54-5: 2001+A1 | -
Automatic Fire Alarm System | Heat Detector | Texecom Ltd. | High Temperature Heat Detector | EXODUS FT90/2W | BS EN 54-5: 2001+A1 | -
Automatic Fire Alarm System | Heat Detector | Texecom Ltd. | High Temperature Heat Detector | EXODUS FT90/4W | BS EN 54-5: 2001+A1 | -
Automatic Fire Alarm System | Heat Detector | Texecom Ltd. | Rate of Rise Heat Detector | EXODUS RR/2W | BS EN 54-5: 2001+A1 | -
Automatic Fire Alarm System | Heat Detector | Texecom Ltd. | Rate of Rise Heat Detector | EXODUS RR/4W | BS EN 54-5: 2001+A1 | -
Automatic Fire Alarm System | Heat Detector | The Protectowire Co | Linear Heat Detector | PHSC-155 | ULC | -
Automatic Fire Alarm System | Heat Detector | The Protectowire Co | Linear Heat Detector | PHSC-190 | ULC | -
Automatic Fire Alarm System | Heat Detector | The Protectowire Co | Linear Heat Detector | PHSC-280 | ULC | -
Automatic Fire Alarm System | Heat Detector | The Protectowire Co | Linear Heat Detector | PHSC-P-155 | ULC | -
Automatic Fire Alarm System | Heat Detector | The Protectowire Co | Linear Heat Detector | PHSC-P-190 | ULC | -
Automatic Fire Alarm System | Heat Detector | The Protectowire Co | Linear Heat Detector | PHSC-P-280 | ULC | -
Automatic Fire Alarm System | Heat Detector | The Protectowire Co | Linear Heat Detector | PHSC-WFR-155 | ULC | -
Automatic Fire Alarm System | Heat Detector | The Protectowire Co | Linear Heat Detector | PHSC-WFR-190 | ULC | -
Automatic Fire Alarm System | Heat Detector | The Protectowire Co | Linear Heat Detector | PHSC-WFR-280 | ULC | -
Automatic Fire Alarm System | Heat Detector | The Protectowire Co | Linear Heat Detector | PHSC-WPP-155 | ULC | -
Automatic Fire Alarm System | Heat Detector | The Protectowire Co | Linear Heat Detector | PHSC-WPP-190 | ULC | -
Automatic Fire Alarm System | Heat Detector | The Protectowire Co | Linear Heat Detector | PHSC-WPP-280 | ULC | -
Automatic Fire Alarm System | Heat Detector | The Protectowire Co Inc. | Linear Heat Detection Cable | EPC | FMAS 3210 7/1978 | -
Automatic Fire Alarm System | Heat Detector | The Protectowire Co Inc. | Linear Heat Detection Cable | EPN | FMAS 3210 7/1978 | -
Automatic Fire Alarm System | Heat Detector | The Protectowire Co Inc. | Linear Heat Detector | EPR | FMAS 3210 7/1978 | -
Automatic Fire Alarm System | Heat Detector | The Protectowire Co Inc. | Linear Heat Detector | PHSC-220-EPC | FM 3210 | -
Automatic Fire Alarm System | Heat Detector | The Protectowire Co Inc. | Linear Heat Detector | TRI | FMAS 3210 7/1978 | -
Automatic Fire Alarm System | Heat Detector | The Protectowire Co Inc. | Linear Heat Detector Cable | TYPE EPC | FMAS 3210 7/1978 | -
Automatic Fire Alarm System | Heat Detector | The Protectowire Co Inc. | EPC Linear Heat Detector Cable |  |  | -
Automatic Fire Alarm System | Heat Detector | Thorn Security Ltd. | Conventional Heat Detector | 601HF | BS EN 54 V: 2001 | -
Automatic Fire Alarm System | Heat Detector | Thorn Security Ltd. | Conventional Heat Detector | 601HR | BS EN 54 V: 2001 | -
Automatic Fire Alarm System | Heat Detector | Thorn Security Ltd. | Addressable Heat Detector | 801CH | VdS2503, prEN 54 V | -
Automatic Fire Alarm System | Heat Detector | Thorn Security Ltd. | Analogue addressable combined optical, heat and CO fire detector | 801PC | EN 54 V: 2000+A1: 2002, EN 54 VII: 2000+A1: 2002, LPS 1274 I, CEA 4021: 2003 | -
Automatic Fire Alarm System | Heat Detector | Thorn Security Ltd. | Analogue addressable combined optical, heat and CO fire detector (marine version) | 811PC | EN 54 V: 2000+A1: 2002, EN 54 VII: 2000+A1: 2002, LPS 1274 I, CEA 4021: 2003 | -
Automatic Fire Alarm System | Heat Detector | Thorn Security Ltd. | Rate of Rise Heat Detector | MD301 | LPC | -
Automatic Fire Alarm System | Heat Detector | Thorn Security Ltd. | Fixed temperature heat detectors | MD311 | LPC | -
Automatic Fire Alarm System | Heat Detector | Thorn Security Ltd. | Heat Detector | MD501 | LCPB | -
Automatic Fire Alarm System | Heat Detector | Thorn Security Ltd. | Rate of rise heat detector | MD601 | BS 5445 V: 1977, EFSG/F/95/006: 1995 | -
Automatic Fire Alarm System | Heat Detector | Thorn Security Ltd. | Conventional intrinsically safe heat detector | MD601Ex | BS EN 54 V: 2001, EN 50014: 1997+A1 to A2, EN 50020: 1994, EN 50284: 1999 | -
Automatic Fire Alarm System | Heat Detector | Thorn Security Ltd. | Fixed temperature heat detectors | MD611 | BS 5445 V: 1977, EFSG/F/95/006: 1995 | -
Automatic Fire Alarm System | Heat Detector | Thorn Security Ltd. | Conventional intrinsically safe heat detector | MD611Ex | BS EN 54 V: 2001, EN 50014: 1997+A1 to A2, EN 50020: 1994, EN 50284: 1999 | -
Automatic Fire Alarm System | Heat Detector | Thorn Security Ltd. | Analogue Addressable Heat Detector | MD901 | BS 5445 V: 1977, EN 5445 VII: 1984, EFSG/F/95/006: 1995 | -
Automatic Fire Alarm System | Heat Detector | Thorn Security Ltd. | Conventional thermally enhanced intrinsically safe carbon monoxide fire detector | MDU601EX | LPS 1265 1.0; EN 54 V: 2000, EN 50014: 1997+A1 to A2, EN 50020: 1994, EN 50284: 1999 | -
Automatic Fire Alarm System | Heat Detector | TOYO | Fixed Temperature Spot type (Special) | 47-23 |  | -
Automatic Fire Alarm System | Heat Detector | TOYO | Fixed Temperature Spot type (Special) | 47-24-1 |  | -
Automatic Fire Alarm System | Heat Detector | TOYO | Fixed Temperature Spot Type 1st class | 48-38 |  | -
Automatic Fire Alarm System | Heat Detector | TOYO | Fixed Temperature Spot Type 1st class | 48-39 |  | -
Automatic Fire Alarm System | Heat Detector | TOYO | Fixed Temperature Spot Type 1st class | 49-17 |  | -
Automatic Fire Alarm System | Heat Detector | TOYO | Fixed Temperature Spot Type 1st class | 49-17-1 |  | -
Automatic Fire Alarm System | Heat Detector | TOYO | Rate of rise Spot Type 1 st class | 49-30 |  | -
Automatic Fire Alarm System | Heat Detector | TOYO | Rate of rise Spot Type 1 st class | 49-52-1 |  | -
Automatic Fire Alarm System | Heat Detector | TOYO | Rate of rise Spot Type 2nd class | 49-53 |  | -
Automatic Fire Alarm System | Heat Detector | TOYO | Rate of rise Spot Type 2nd class | 49-53-1 |  | -
Automatic Fire Alarm System | Heat Detector | TOYO | Rate of rise Spot Type 2nd class | 55-10 |  | -
Automatic Fire Alarm System | Heat Detector | TOYO | Fixed Temperature Spot type (Special) | 55-15 |  | -
Automatic Fire Alarm System | Heat Detector | TOYO | Fixed Temperature Spot type (Special) | 55-16 |  | -
Automatic Fire Alarm System | Heat Detector | TOYO | Rate of rise Spot Type 1 st class | 55-17 |  | -
Automatic Fire Alarm System | Heat Detector | Transmould Ltd. | Analogue Addressable Photoelectric heat Detector | MAOH850 | EN 54 VII: 2000, V: 2000, GEI I-052 2.0, CEA 4021: 1999-06, LPCB/VdS AD8.1 | -
Automatic Fire Alarm System | Heat Detector | Transmould Ltd. | Rate of rise heat detector | MFR 730 | LPC | -
Automatic Fire Alarm System | Heat Detector | Transmould Ltd. | Rate of rise heat detector | MHT 790 | LPC | -
Automatic Fire Alarm System | Heat Detector | Transmould Ltd. | Rate of rise heat detector | MMT 760 | LPC | -
Automatic Fire Alarm System | Heat Detector | Transmould Ltd. | Conventional Heat Detector | MMT860 | EN 54 V: 2000 | -
Automatic Fire Alarm System | Heat Detector | Tsuruno Electric Appliance Mgf. Co Ltd. | Heat Detector | TA-119 |  | -
Automatic Fire Alarm System | Heat Detector | Tsuruno Electric Appliance Mgf. Co Ltd. | Heat Detector | TH-119 |  | -
Automatic Fire Alarm System | Heat Detector | Tsuruno Electric Appliance Mgf. Co Ltd. | Heat Detector | TW-119 |  | -
Automatic Fire Alarm System | Heat Detector | Tyco Electronic Product Group | Multisensor carbon monoxide and heat detector | 814CH | AS 160'3.2-1997+A1m As 1603.1-1997 | -
Automatic Fire Alarm System | Heat Detector | Tyco Electronic Product Group | Heat Detector | 814H | AS 1603.1-1997+A1 | -
Automatic Fire Alarm System | Heat Detector | Tyco Electronic Product Group | Multisensor photoelectronic and heat detector | 814PH | AS 160'3.2-1997+A1, AS 1603.1-1997+A1 | -
Automatic Fire Alarm System | Heat Detector | Tyco Electronics Product Group U.K. | Heat Detector | 801H | prEN 54-5 | -
Automatic Fire Alarm System | Heat Detector | Tyco Electronics Product Group U.K. | Optical Smoke and Heat Detector | 801PH | prEN 54-7, 54-5, CEA GEI 1-049 | -
Automatic Fire Alarm System | Heat Detector | Tyco Safety Products | Type EHeat Detector | T54B Mk3 | AS 1603.1-1997+A1 | -
Automatic Fire Alarm System | Heat Detector | UTC Fire & Security | Heat Detector | ZP720-3P | UNE-EN 54-5: 2001 | -
Automatic Fire Alarm System | Heat Detector | UTC Fire & Security | Heat Detector | ZP732-2P | UNE-EN 54-5:2001, UNE-EN 54-7:2001 | -
Automatic Fire Alarm System | Heat Detector | Wizmart Technology Inc. | Conventional Heat Detector | NB323-2 | EN 54 V: 2000 | -
Automatic Fire Alarm System | Heat Detector | Wizmart Technology Inc. | Conventional Heat Detector | NB323-2-LED | EN 54 V: 2000 | -
Automatic Fire Alarm System | Heat Detector | Wizmart Technology Inc. | Conventional Heat Detector | NB323-4-12 | EN 54 V: 2000 | -
Automatic Fire Alarm System | Heat Detector | Wizmart Technology Inc. | Conventional Heat Detector | NB323-4-24 | EN 54 V: 2000 | -
Automatic Fire Alarm System | Heat Detector | Wizmart Technology Inc. | Conventional combined heat and smoke detector | NB338-2H | EB 54 V: 2000, VII: 2000 | -
Automatic Fire Alarm System | Heat Detector | Wizmart Technology Inc. | Conventional combined heat and smoke detector | NB338-2H-LED | EB 54 V: 2000, VII: 2000 | -
Automatic Fire Alarm System | Heat Detector | Wizmart Technology Inc. | Conventional combined heat and smoke detector | NB338-4H-12 | EB 54 V: 2000, VII: 2000 | -
Automatic Fire Alarm System | Heat Detector | Wizmart Technology Inc. | Conventional combined heat and smoke detector | NB338-4H-24 | EB 54 V: 2000, VII: 2000 | -
Automatic Fire Alarm System | Heat Detector | Wizmart Technology Inc. | Analogue addressable heat detector | NB358A-H | EN 54 V: 2000 A1R, VII: 2000 | -
Automatic Fire Alarm System | Heat Detector | Wizmart Technology Inc. | Analogue addressable heat detector | NB358A-H-LED | EN 54 V: 2000 A1R, VII: 2000 | -
Automatic Fire Alarm System | Heat Detector | Wizmart Technology Inc. | Combined analogue addressable heat and smoke detector | NB358A-SH | EN 54 V: 2000 A1R, VII: 2000 | -
Automatic Fire Alarm System | Heat Detector | Wizmart Technology Inc. | Combined analogue addressable heat and smoke detector | NB358A-SH-LED | EN 54 V: 2000 A1R, VII: 2000 | -
Automatic Fire Alarm System | Heat Detector | Wizmart Technology Inc. | Analogue addressable heat detector | NB358D-H | EN 54 V: 2000 A1R, VII: 2000 | -
Automatic Fire Alarm System | Heat Detector | Wizmart Technology Inc. | Analogue addressable heat detector | NB358D-H-LED | EN 54 V: 2000 A1R, VII: 2000 | -
Automatic Fire Alarm System | Heat Detector | Wizmart Technology Inc. | Combined analogue addressable heat and smoke detector | NB358D-SH | EN 54 V: 2000 A1R, VII: 2000 | -
Automatic Fire Alarm System | Heat Detector | Wizmart Technology Inc. | Combined analogue addressable heat and smoke detector | NB358D-SH-LED | EN 54 V: 2000 A1R, VII: 2000 | -
Automatic Fire Alarm System | Heat Detector | Ziton Ltd. | Rate of rise Analogue Heat Detector | ZP725-1 | SSL | -
Automatic Fire Alarm System | Heat Detector | Ziton SA (Pty) Ltd. | Rate of Rise Heat Detector | Z620-582-1 | LPC | -
Automatic Fire Alarm System | Heat Detector | Ziton SA (Pty) Ltd. | High Temperature Heat Detector | Z620-821-1 | LPC | -
Automatic Fire Alarm System | Heat Detector | Ziton SA (Pty) Ltd. | Response Grade 1 Analogue Heat Sensor | Z720-2 | BS 5445 V, EN 54 V: 1976 | -
Automatic Fire Alarm System | Heat Detector | Ziton SA (Pty) Ltd. | Grade 2 Fixed Temperature Heat Detector | Ziton Z620-581-1 | BS 5445 V: 1977, EN 54 V: 1976 | -
Automatic Fire Alarm System | Heat Detector | Ziton SA (Pty) Ltd. | Grade 1 Fixed Temperature Heat Detector | Ziton Z620-582-2 | BS 5445 V: 1977, EN 54 V: 1976 | -
Automatic Fire Alarm System | Heat Detector | Ziton SA (Pty) Ltd. | Range 1 Fixed High Temperature Heat Detector | Ziton Z620-821-1 | BS 5445 VII: 1984, EN 54 VII: 1982 | -
Automatic Fire Alarm System | Heat Detector | Ziton SA (Pty) Ltd. | Analogue Heat Detector | Ziton ZP720-2 | BS 5445 V: 1977, EN 54 V: 1976 | -
Automatic Fire Alarm System | Heat Detector | 上海能美西科姆消防設備有限公司 | 點型感溫火災探測器(A2S) | FDL25ZZ | GB4716-2005 | -
Automatic Fire Alarm System | Heat Detector | 上海能美西科姆消防設備有限公司 | 點型感溫火災探測器(A2S) | FDL918ZZ | GB4716-2005 | -
Automatic Fire Alarm System | Heat Detector | 上海能美西科姆消防設備有限公司 | 點型感溫火災探測器(A2r) | FDP26ZZ | GB4716-2005 | -
Automatic Fire Alarm System | Heat Detector | 日本國能美防災株式會社 | 點型感溫火災探測器(A2S) | FDL25Z-W | GB4716-2005 | -
Automatic Fire Alarm System | Heat Detector | 日本國能美防災株式會社 | 點型感溫火災探測器(A2S) | FDL916Z8-W-60 | GB4716-2005 | -
Automatic Fire Alarm System | Heat Detector | 北京西門子西伯樂斯電子有限公司 | 點型差定溫火災探測器 | JTW-ZCD/BDS031 | GB4716-93 | -
Automatic Fire Alarm System | Heat Detector | 北京西門子西伯樂斯電子有限公司 | 點型定溫火災探測器 | JTW-ZD/HI520 | GB4716-93 | -
Automatic Fire Alarm System | Heat Detector | 北京利達華信電子有限公司 | 點型感溫火災探測器(A2S) | JTW-ZDM-LD3300EN | GB4716-2005 | -
Automatic Fire Alarm System | Heat Detector | 北京利達華信電子有限公司 | 點型感溫火災探測器(A2R) | JTW-ZOM-LD3300EC | GB4716-2005 | -
Automatic Fire Alarm System | Heat Detector | 北京利達華信電子有限公司 | 點型感溫火災探測器(A2S) | TWB-ZDF/LD3300E(F) | GB4716-2005 | -
Automatic Fire Alarm System | Heat Detector | 北京獅島消防電子有限公司 | 點型定溫火災探測器 | JTW-ZD-SD6820 | GB4716-3 | -
Automatic Fire Alarm System | Heat Detector | 西安盛賽爾電子有限公司 | 點型定溫火災探測器 | GENT 981271 | GB4716-93 | -
Automatic Fire Alarm System | Heat Detector | 海灣安全技術股份有限公司 | 點型感溫火災探測器(A1R) | JTW-ZOF-GST9712 | GB4716-2005 | -
Automatic Fire Alarm System | Heat Detector | 海灣安全技術股份有限公司 | 點型差定溫火災探測器 | JTW-ZOM-GST9612 | GB4716-93 | -
Automatic Fire Alarm System | Heat Detector | 深圳市泛海三江電子有限公司 | 黠型感溫火災探測器(A2) | JTW-ZD-F251 | GB4716/2005 | -
Automatic Fire Alarm System | Heat Detector | 深圳市泛海三江電子有限公司 | 黠型感溫火災探測器(A2) | JTW-ZD-F261 | GB4716/2005 | -
Automatic Fire Alarm System | Heat Detector | 深圳市奧瑞那光子技術有限公司 | 點型定溫火型探測器 | JTW-ZD-OT303 | GB4716-93 | -
Automatic Fire Alarm System | Heat Detector | 深圳市奧瑞那光子技術有限公司 | 點型感溫火災探測器(A2) | JTW-ZD-OT306 | GB4716-2005 | -
Automatic Fire Alarm System | Heat Detector | 深圳市奧瑞那光子技術有限公司 | 點型定溫火災探測器 | JTW-ZD-OT503 | GB4716-93 | -
Automatic Fire Alarm System | Heat Detector | 深圳市奧瑞那光子技術有限公司 | 點型感溫火災探測器(A2) | JTW-ZD-OT603 | GB4716-2005 | -
Automatic Fire Alarm System | Heat Detector | 深圳市賦安安全系統有限公司 | 點型感溫火災探測器(A2) | JTW-A2-FS1015 | GB4716-2005 | -
Automatic Fire Alarm System | Heat Detector | 杭州海康威視電子有限公司 | 熱力偵測器 | NP-FW100 | GB30122-2013 | 2027-08-06
Automatic Fire Alarm System | Heat Detector |  | Heat Detector | 502 (135F) | UL | -
Automatic Fire Alarm System | Heat Detector |  | Heat Detector | 504 (190F) | UL | -
Automatic Fire Alarm System | Heat Detector |  | Heat Detector | 7460-31 | BSI | -
Automatic Fire Alarm System | Heat Detector |  | Dual Heat Detector | D2401 with terminal socket | Vds | -
Automatic Fire Alarm System | Heat Detector |  | Aritech heat detector | DT613-E5 | FIRTO | -
Automatic Fire Alarm System | Smoke Detector | ADEMCO | Ionization Smoke Detector | 627 H | UL | -
Automatic Fire Alarm System | Smoke Detector | Ademco | Ionization Smoke Detector | 822 PI | UL | -
Automatic Fire Alarm System | Smoke Detector | Ademco | Ionization Smoke Detector | 824 PI | UL | -
Automatic Fire Alarm System | Smoke Detector | Ademco | Photoelectric Detector | 824 PP | UL | -
Automatic Fire Alarm System | Smoke Detector | Ademco | Photoelectric Detector | 824 PP3T | UL | -
Automatic Fire Alarm System | Smoke Detector | ADT | Smoke Detector Base | 3536-601UA | UL | -
Automatic Fire Alarm System | Smoke Detector | ADT | Smoke Detector | 3536-611 | UL | -
Automatic Fire Alarm System | Smoke Detector | ADT | Smoke automatic fire detector | 3536-611AD | UL | -
Automatic Fire Alarm System | Smoke Detector | ADT | Smoke automatic fire detector | 3536-611TAD | UL | -
Automatic Fire Alarm System | Smoke Detector | ADT | Smoke Detector | 3536-612 | UL | -
Automatic Fire Alarm System | Smoke Detector | ADT | Smoke automatic fire detector | 3536-612AD | UL | -
Automatic Fire Alarm System | Smoke Detector | ADT | Smoke Detector Base | 6336-602 | UL | -
Automatic Fire Alarm System | Smoke Detector | ADT | Smoke Detector Base | 6536-601 | UL | -
Automatic Fire Alarm System | Smoke Detector | Advanced Electronic Ltd. | Conveional photoelectric smoke detector | 20-AS100-ADV | BS EN 54 VII: 2001 | -
Automatic Fire Alarm System | Smoke Detector | AFA | Minerva F712 Zonisation Chamber Smoke Detector | F712 |  | -
Automatic Fire Alarm System | Smoke Detector | AFA-Minerva | Smoke Detector | F172 | FIRTO, FOC | -
Automatic Fire Alarm System | Smoke Detector | AFA-Minerva | Smoke Detector | F910 |  | -
Automatic Fire Alarm System | Smoke Detector | Air Products & Controls | Photoelectric Smoke Automatic Fire Detector for duct Application | RW-230/24-P | UL | -
Automatic Fire Alarm System | Smoke Detector | Air Products & Controls | Duct Smoke Detector | RW-UNI-N | UL | -
Automatic Fire Alarm System | Smoke Detector | Air Products & Controls | Duct Smoke Detector | RW-UNI-P | UL | -
Automatic Fire Alarm System | Smoke Detector | Air Products & Controls Ltd. | Smoke-Automatic Fire Detectors for Duct Application | EW-AR-N | UL 268A | -
Automatic Fire Alarm System | Smoke Detector | Air Products & Controls Ltd. | Smoke-Automatic Fire Detectors for Duct Application | EWX-P | UL 268A | -
Automatic Fire Alarm System | Smoke Detector | Air Products & Controls Ltd. | Smoke-Automatic Fire Detectors for Duct Application | MS-024-N | UL 268A | -
Automatic Fire Alarm System | Smoke Detector | Air Products & Controls Ltd. | Smoke-Automatic Fire Detectors for Duct Application | MS-024-P | UL 268A | -
Automatic Fire Alarm System | Smoke Detector | Air Products & Controls Ltd. | Smoke-Automatic Fire Detectors for Duct Application | RW-024-N | UL 268A | -
Automatic Fire Alarm System | Smoke Detector | Air Products & Controls Ltd. | Smoke-Automatic Fire Detectors for Duct Application | RW-024-P | UL 268A | -
Automatic Fire Alarm System | Smoke Detector | Air Products & Controls Ltd. | Smoke-Automatic Fire Detectors for Duct Application | RW-2W-N | UL 268A | -
Automatic Fire Alarm System | Smoke Detector | Air Products & Controls Ltd. | Smoke-Automatic Fire Detectors for Duct Application | RW-2W-P | UL 268A | -
Automatic Fire Alarm System | Smoke Detector | Air Products & Controls Ltd. | Smoke-Automatic Fire Detectors for Duct Application | RW-AA-N | UL 268A | -
Automatic Fire Alarm System | Smoke Detector | Air Products & Controls Ltd. | Smoke-Automatic Fire Detectors for Duct Application | RW-AA-P | UL 268A | -
Automatic Fire Alarm System | Smoke Detector | Air Products & Controls Ltd. | Smoke-Automatic Fire Detectors for Duct Application | RW-AR-P | UL 268A | -
Automatic Fire Alarm System | Smoke Detector | Air Products & Controls Ltd. | Smoke-Automatic Fire Detectors for Duct Application | RW-DC-N | UL 268A | -
Automatic Fire Alarm System | Smoke Detector | Air Products & Controls Ltd. | Smoke-Automatic Fire Detectors for Duct Application | RW-DC-P | UL 268A | -
Automatic Fire Alarm System | Smoke Detector | Air Products & Controls Ltd. | Smoke-Automatic Fire Detectors for Duct Application | RWH-N | UL 268A | -
Automatic Fire Alarm System | Smoke Detector | Air Products & Controls Ltd. | Smoke-Automatic Fire Detectors for Duct Application | RWH-N | UL 268A | -
Automatic Fire Alarm System | Smoke Detector | Air Products & Controls Ltd. | Smoke-Automatic Fire Detectors for Duct Application | RWH-P | UL 268A | -
Automatic Fire Alarm System | Smoke Detector | Air Products & Controls Ltd. | Smoke-Automatic Fire Detectors for Duct Application | RWH-P | UL 268A | -
Automatic Fire Alarm System | Smoke Detector | Air Products & Controls Ltd. | Smoke-Automatic Fire Detectors for Duct Application | RWL-N | UL 268A | -
Automatic Fire Alarm System | Smoke Detector | Air Products & Controls Ltd. | Smoke-Automatic Fire Detectors for Duct Application | RWL-P | UL 268A | -
Automatic Fire Alarm System | Smoke Detector | Air Products & Controls Ltd. | Smoke-Automatic Fire Detectors for Duct Application | RWX-N | UL 268A | -
Automatic Fire Alarm System | Smoke Detector | Air Products & Controls Ltd. | Ionization Smoke-Automatic Fire Detectors for Duct Application | SL-2000-N | UL 268A | -
Automatic Fire Alarm System | Smoke Detector | Air Products & Controls Ltd. | Photoelectric Smoke-Automatic Fire Detectors for Duct Application | SL-2000-P | UL 268A | -
Automatic Fire Alarm System | Smoke Detector | Air Products and Control Inc. | Smoke automatic fire detectors for duct application | SL-2000-N | UL 268 A | -
Automatic Fire Alarm System | Smoke Detector | Air Products and Control Inc. | Smoke automatic fire detectors for duct application | SL-2000-P | UL 268 A | -
Automatic Fire Alarm System | Smoke Detector | Air Products and Control Inc. | Ionization Smoke Detector | SM-501-N | UL 268 A | -
Automatic Fire Alarm System | Smoke Detector | Air Products and Control Inc. | Photoelectric Smoke Detector | SM-501-P | UL 268 A | -
Automatic Fire Alarm System | Smoke Detector | AirSense Technology (Australia) | Air Sampling Type High Senstivity Smoke Detector | AirSense Technology Master Stratos™ Detector | SSL | -
Automatic Fire Alarm System | Smoke Detector | AirSense Technology Ltd. | High Sensitivity Smoke Detection System (Aspirating type) | Stratos - Micra 25 | FN 3230, 3250 | -
Automatic Fire Alarm System | Smoke Detector | AirSense Technology Ltd. | High Sensitivity Aspirating Smoke Detector with three slave detectors and one reference detector | Stratos HSSD | CEA GEI-048: 1997 | -
Automatic Fire Alarm System | Smoke Detector | AirSense Technology Ltd. | High Sensitivity Smoke Detection System (Aspirating type) | Stratos HSSD2 | FM Class 3230, 3250 | -
Automatic Fire Alarm System | Smoke Detector | AirSense Technology Ltd. | High Sensitivity Smoke Detection System (Aspirating type) | Stratos-Micra 100 | FM Class 3230, 3250 | -
Automatic Fire Alarm System | Smoke Detector | AirSense Technology Ltd. | High Sensitivity Smoke Detector with one optional slave unit | Stratos™ HSSD® | FMRC 3230-3250: 2/76, 3820: 9/79, ANSI/NFPA 72-1996 | -
Automatic Fire Alarm System | Smoke Detector | AirSense Technology Ltd. | Four Area High Sensitivity Smoke Detector with one optional slave unit | Stratos™ QUADRA® | FMRC 3230-3250: 2/76, 3820: 9/79, ANSI/NFPA 72-1996 | -
Automatic Fire Alarm System | Smoke Detector | Alarmcom Co | Scattered-light Smoke Detector with Thermal Auxillary Function | OH 320A | DIN EN 54 VII: 09/89, IX: 08/84, VdS 2504 12/96 para. 4.'2.2, 4.3.1, 4.'3.2, 4.5, 5 | -
Automatic Fire Alarm System | Smoke Detector | Alarmcom Co | Scattered-light Smoke Detector | OP 320A | DIN EN 54 VII: 09/89, IX: 08/84, VdS 2504 12/96 para. 4.'2.2, 4.3.1, 4.'3.2, 4.5, 5 | -
Automatic Fire Alarm System | Smoke Detector | Antronica A/S | Analogue Addressable Photoelectric Smoke Detector | BHH-31A | BS 5445 VII: 1987, EN 54 VII: 1982 | -
Automatic Fire Alarm System | Smoke Detector | Apollo | Series 30' Smoke Detector | 53541-151 | FOC, FIRTO | -
Automatic Fire Alarm System | Smoke Detector | Apollo | Series 30 Smoke Detector | 53541-152 | FIRTO | -
Automatic Fire Alarm System | Smoke Detector | Apollo | Optical Smoke Detector | 53551-101 | FOC, FIRTO | -
Automatic Fire Alarm System | Smoke Detector | Apollo | Ionization Smoke Detector | MK II | FOC | -
Automatic Fire Alarm System | Smoke Detector | Apollo | Optical Smoke Detector | MK2 |  | -
Automatic Fire Alarm System | Smoke Detector | Apollo | Smoke Detector | MKII | FOC | -
Automatic Fire Alarm System | Smoke Detector | Apollo | Ionization Smoke Detector | MKS 53541-111 |  | -
Automatic Fire Alarm System | Smoke Detector | Apollo Fire Detection Ltd. | Apollo Series 60 Air Sampling Unit | 53546/014 | FTS-114 | -
Automatic Fire Alarm System | Smoke Detector | Apollo Fire Detection Ltd. | Air Sampling Unit | 53546-010 | BSI | -
Automatic Fire Alarm System | Smoke Detector | Apollo Fire Detection Ltd. | Optical smoke Detector | 53551-201 |  | -
Automatic Fire Alarm System | Smoke Detector | Apollo Fire Detection Ltd. | Optical smoke Detector | 53551-204 |  | -
Automatic Fire Alarm System | Smoke Detector | Apollo Fire Detection Ltd. | Apollo Series 90 Temperature Monitor | 54000-601 |  | -
Automatic Fire Alarm System | Smoke Detector | Apollo Fire Detection Ltd. | Apollo Series 90 Ionization Smoke Monitor | 54000-701 |  | -
Automatic Fire Alarm System | Smoke Detector | Apollo Fire Detection Ltd. | Apollo Series 90 Optical Smoke Monitor | 54000-801 |  | -
Automatic Fire Alarm System | Smoke Detector | Apollo Fire Detection Ltd. | Series 60 Intrinsically Safe Range 1 Heat Detector | 55000-113 | BS 5445 VIII: 1984, EN54 VIII: 1982, EN 50014: 1977 A1 to A5, EN 50020: 1977 A1 to A5 | -
Automatic Fire Alarm System | Smoke Detector | Apollo Fire Detection Ltd. | Ionisation Smoke Detector | 55000-200 | LPC | -
Automatic Fire Alarm System | Smoke Detector | Apollo Fire Detection Ltd. | Integrating Ionization Smoke Detector | 55000-210 | LPC | -
Automatic Fire Alarm System | Smoke Detector | Apollo Fire Detection Ltd. | Series 60 Intrinsically Safe Ionization Chamber Smoke Detector | 55000-212 | BS 5445 VII: 1984, EN54 VII: 1982, EN 50014: 1977 A1 to A5, EN 50020: 1977 A1 to A5 | -
Automatic Fire Alarm System | Smoke Detector | Apollo Fire Detection Ltd. | Series 60 Intrinsically Safe Ionization Chamber Smoke Detector | 55000-212 | BS 5445 VII: 1984, EN 54 VII: 1982 | -
Automatic Fire Alarm System | Smoke Detector | Apollo Fire Detection Ltd. | Ionisation Smoke Detector | 55000-215 | prEN 54-7 07/97, VdS 2504 12/96 | -
Automatic Fire Alarm System | Smoke Detector | Apollo Fire Detection Ltd. | Ionisation Smoke Detector | 55000-216 | prEN 54-7 07/97, VdS 2504 12/96 | -
Automatic Fire Alarm System | Smoke Detector | Apollo Fire Detection Ltd. | Ionisation Smoke Detector | 55000-217 | prEN 54-VII 07/97, VdS 2504 12/96 | -
Automatic Fire Alarm System | Smoke Detector | Apollo Fire Detection Ltd. | Ionisation Smoke Detector | 55000-217 | prEN 54-7 07/97, VdS 2504 12/96 | -
Automatic Fire Alarm System | Smoke Detector | Apollo Fire Detection Ltd. | Ionisation Smoke Detector | 55000-218 | prEN 54-7 07/97, VdS 2504 12/96 | -
Automatic Fire Alarm System | Smoke Detector | Apollo Fire Detection Ltd. | Ionisation Smoke Detector | 55000-219 | prEN 54-7 07/97, VdS 2504 12/96 | -
Automatic Fire Alarm System | Smoke Detector | Apollo Fire Detection Ltd. | Ionisation Smoke Detector | 55000-220 | prEN 54-VII 07/97, VdS 2504 12/96 | -
Automatic Fire Alarm System | Smoke Detector | Apollo Fire Detection Ltd. | Ionisation Smoke Detector | 55000-220 | prEN 54-7 07/97, VdS 2504 12/96 | -
Automatic Fire Alarm System | Smoke Detector | Apollo Fire Detection Ltd. | Photoelectric Smoke Detector | 55000-300 | LPC | -
Automatic Fire Alarm System | Smoke Detector | Apollo Fire Detection Ltd. | Optical smoke Detector | 55000-315 | prEN 54-5 07/97, VdS 2504 12/96 | -
Automatic Fire Alarm System | Smoke Detector | Apollo Fire Detection Ltd. | Optical smoke Detector | 55000-316 | prEN 54-5 07/97, VdS 2504 12/96 | -
Automatic Fire Alarm System | Smoke Detector | Apollo Fire Detection Ltd. | Optical Smoke Detector | 55000-317 | prEN 54-VII 07/97, VdS 2504 12/96 | -
Automatic Fire Alarm System | Smoke Detector | Apollo Fire Detection Ltd. | Optical smoke Detector | 55000-317 | prEN 54-5 07/97, VdS 2504 12/96 | -
Automatic Fire Alarm System | Smoke Detector | Apollo Fire Detection Ltd. | XP95 Analogue Optical Smoke Monitor | 55000-600 | LPC | -
Automatic Fire Alarm System | Smoke Detector | Apollo Fire Detection Ltd. | Ionisation Smoke Detector | 58000-500 | prEN 54-7: A3 (01-04-97) | -
Automatic Fire Alarm System | Smoke Detector | Apollo Fire Detection Ltd. | Optical smoke Detector | 58000-600 | prEN 54-7: A3 (01-04-97) | -
Automatic Fire Alarm System | Smoke Detector | Apollo Fire Detection Ltd. | Multisensor Detector | 58000-700 | prEN 54-5: F1 (21-07-97), prEN 54-7 A3 (01-04-97), CEA GEI 1-049 | -
Automatic Fire Alarm System | Smoke Detector | Apollo Fire Detection Ltd. | Xplorer Photoelectric Smoke Detector | 59000-600 | prEN 54-7 2/2000 | -
Automatic Fire Alarm System | Smoke Detector | Apollo Fire Detection Ltd. | Smoke Detector | Obris | BS EN 54-7: 2001 | -
Automatic Fire Alarm System | Smoke Detector | Apollo Fire Detection Ltd. | Multisensor Smoke Detector (Comprising a separate photoelectric smoke and temperature sensor) | Obris | BS EN 54-7: 2001, CEA4021 | -
Automatic Fire Alarm System | Smoke Detector | Apollo Fire Detection Ltd. | Smoke Detector | Obris | BS EN 54-7: 2001 | -
Automatic Fire Alarm System | Smoke Detector | Apollo Fire Detection Ltd. | Multisensor Smoke Detector (Comprising a separate photoelectric smoke and temperature sensor) | Obris | BS EN 54-7: 2001, CEA4021 | -
Automatic Fire Alarm System | Smoke Detector | Apollo Fire Detection Ltd. | Intrinsically Safe Ionization Chamber Smoke Monitor | XP95IS | BS 5445 7: 1984, EN54 7: 1984, EFSG/F/95/005 Clause 2.5.2; EN 50014: 1977 A1 to A5, EN 50020: 1977 A1 to A2; | -
Automatic Fire Alarm System | Smoke Detector | Apollo Fire Detection Ltd. | Intrinsically Safe Analogue Optical Smoke Monitor | XP95IS | BS 5445 7: 1984, EN 54 7: 1984, EFSG/F/95/005 Clause 2.5.2, EN 50014: 1977 A1 to A5, EN 50020: 1977 A1 to A2 | -
Automatic Fire Alarm System | Smoke Detector | Apollo Fire Detectors Ltd. | Series 65 Smoke Detector, conventional ionization | 23900-K031-065 | prEN 54-5, 54-7 07/97, VdS 2503, 2504 12/96 | -
Automatic Fire Alarm System | Smoke Detector | Apollo Fire Detectors Ltd. | Series 65 Smoke Detector, conventional integrating ionization | 23900-K032-065 | prEN 54-5, 54-7 07/97, VdS 2503, 2504 12/96 | -
Automatic Fire Alarm System | Smoke Detector | Apollo Fire Detectors Ltd. | Series 65 Smoke Detector, conventional optical | 23900-K034-065 | prEN 54-5, 54-7 07/97, VdS 2503, 2504 12/96 | -
Automatic Fire Alarm System | Smoke Detector | Apollo Fire Detectors Ltd. | Smoke-automatic Fire detector for duct application | 24-N | UL | -
Automatic Fire Alarm System | Smoke Detector | Apollo Fire Detectors Ltd. | Ionization Smoke Detector | 55000-225 | UL 268A | -
Automatic Fire Alarm System | Smoke Detector | Apollo Fire Detectors Ltd. | Ionization Smoke Detector | 55000-226 | UL 268A | -
Automatic Fire Alarm System | Smoke Detector | Apollo Fire Detectors Ltd. | Ionization Smoke Detector | 55000-227 | UL 268A | -
Automatic Fire Alarm System | Smoke Detector | Apollo Fire Detectors Ltd. | Ionization Smoke Detector | 55000-250 | UL | -
Automatic Fire Alarm System | Smoke Detector | Apollo Fire Detectors Ltd. | Photoelectric Smoke Detector | 55000-325 | UL 268 | -
Automatic Fire Alarm System | Smoke Detector | Apollo Fire Detectors Ltd. | Photoelectric Smoke Detector | 55000-326 | UL 268 | -
Automatic Fire Alarm System | Smoke Detector | Apollo Fire Detectors Ltd. | Photoelectric Smoke Detector | 55000-327 | UL 268 | -
Automatic Fire Alarm System | Smoke Detector | Apollo Fire Detectors Ltd. | Photoelectric Smoke Detector | 55000-350 | UL | -
Automatic Fire Alarm System | Smoke Detector | Apollo Fire Detectors Ltd. | XP95 Analogue Ionization Smoke Detector | 55000-500 | LPC | -
Automatic Fire Alarm System | Smoke Detector | Apollo Fire Detectors Ltd. | Smoke-automatic Fire detector for duct application | RW-230 | UL | -
Automatic Fire Alarm System | Smoke Detector | Argus Spectrum Products Ltd. | Addressable photoelectric smoke detector | Vega V100 | RN 57 VII: 2001+A1 to A2, V: 2001+A1 | -
Automatic Fire Alarm System | Smoke Detector | Argus Spectrum Products Ltd. | Addressable heat enhanced photoelectric smoke and class A1 heat detector | Vega V200 | RN 57 VII: 2001+A1 to A2, V: 2001+A1 | -
Automatic Fire Alarm System | Smoke Detector | Arugs Spectrum Co | Conventional Photoelectric Smoke Detector | Aurora S100 | BS EN 54 VII: 2001 | -
Automatic Fire Alarm System | Smoke Detector | Arugs Spectrum Co | Conventional Photoelectric Smoke Detector | Aurora S100 | BS EN 54 VII: 2001 | -
Automatic Fire Alarm System | Smoke Detector | Arugs Spectrum Co | Conventional Heat Detector | Aurora S300 Class BS | EN 54 V: 2000 | -
Automatic Fire Alarm System | Smoke Detector | Arugs Spectrum Co | Conventional Heat Detector | Aurora S400 Class A1R | EN 54 V: 2000 | -
Automatic Fire Alarm System | Smoke Detector | BBS Stotz | Ionization Smoke Detector | MRI 4 | VDS | -
Automatic Fire Alarm System | Smoke Detector | BBS Stotz | Optical Smoke Detector | MRO 4 | VDS | -
Automatic Fire Alarm System | Smoke Detector | Bosch (Zhuhai) Security System | Smoke Detector | FAP-O 520 | DIN EN 54 VII, VdS 2504 | -
Automatic Fire Alarm System | Smoke Detector | Bosch (Zhuhai) Security System | Smoke Detector | FAP-O 520-P | DIN EN 54 VII, VdS 2504 | -
Automatic Fire Alarm System | Smoke Detector | Bosch (Zhuhai) Security System | Smoke Detector | FAP-OC 520 | DIN EN 54 VII, VdS 2504 | -
Automatic Fire Alarm System | Smoke Detector | Bosch (Zhuhai) Security System | Smoke Detector | FAP-OC 520-P | DIN EN 54 VII, VdS 2504 | -
Automatic Fire Alarm System | Smoke Detector | Bosch (Zhuhai) Security System | Smoke Detector | FCP-O 500 | DIN EN 54 VII, VdS 2504 | -
Automatic Fire Alarm System | Smoke Detector | Bosch (Zhuhai) Security System | Smoke Detector | FCP-O 500-P | DIN EN 54 VII, VdS 2504 | -
Automatic Fire Alarm System | Smoke Detector | Bosch (Zhuhai) Security System | Smoke Detector | FCP-OC 500 | DIN EN 54 VII, VdS 2504 | -
Automatic Fire Alarm System | Smoke Detector | Bosch (Zhuhai) Security System | Smoke Detector | FCP-OC 500-P | DIN EN 54 VII, VdS 2504 | -
Automatic Fire Alarm System | Smoke Detector | Bosch Security System Inc. | Photoelectric Smoke Detector | D263 | UL 268 | -
Automatic Fire Alarm System | Smoke Detector | Bosch Security System Inc. | Photoelectric Smoke Detector | D263TH | UL 268 | -
Automatic Fire Alarm System | Smoke Detector | Bosch Security System Inc. | Photoelectric Smoke Detector | D273 | UL 268 | -
Automatic Fire Alarm System | Smoke Detector | Bosch Security System Inc. | Photoelectric Smoke Detector | D273TH | UL 268 | -
Automatic Fire Alarm System | Smoke Detector | Bosch Security System Inc. | Smoke Detector | F220-P | UL 268 | -
Automatic Fire Alarm System | Smoke Detector | Bosch Security System Inc. | Smoke Detector | F220-PC | UL 268 | -
Automatic Fire Alarm System | Smoke Detector | Bosch Security System Inc. | Smoke Detector | F220-PTH | UL 268 | -
Automatic Fire Alarm System | Smoke Detector | Bosch Security System Inc. | Smoke Detector | F220-PTHC | UL 268 | -
Automatic Fire Alarm System | Smoke Detector | Bosch SicherheitsSystem GmbH | Smoke/Heat Detector | DES 271 OTHC | DIN EN 54 V,VII: 3/01, VdS 2503,2504: 12/96, CEA 4021: 6/99, VdS 2806: 1/99 | -
Automatic Fire Alarm System | Smoke Detector | Bosch SicherheitsSystem GmbH | Smoke/Heat Detector | DSE 217 AOTH | DIN EN 54 V, VII: 3/01, VdS 2503, 2504: 12/96, CEA 4021: 6/99 | -
Automatic Fire Alarm System | Smoke Detector | Bosch SicherheitsSystem GmbH | Smoke Detector | DSE 271 AO | DIN EN 54 V, VII: 3/01, VdS 2503, 2504: 12/96, CEA 4021: 6/99 | -
Automatic Fire Alarm System | Smoke Detector | Bosch SicherheitsSystem GmbH | Smoke Detector | DSE 271 AOC | DIN EN 54 V,VII: 3/01, VdS 2503,2504: 12/96, CEA 4021: 6/99, VdS 2806: 1/99 | -
Automatic Fire Alarm System | Smoke Detector | Bosch SicherheitsSystem GmbH | Smoke/Heat Detector | DSE 271 AOTHC | DIN EN 54 V,VII: 3/01, VdS 2503,2504: 12/96, CEA 4021: 6/99, VdS 2806: 1/99 | -
Automatic Fire Alarm System | Smoke Detector | Bosch SicherheitsSystem GmbH | Smoke Detector | DSE 271 O | DIN EN 54 V, VII: 3/01, VdS 2503, 2504: 12/96, CEA 4021: 6/99 | -
Automatic Fire Alarm System | Smoke Detector | Bosch SicherheitsSystem GmbH | Smoke Detector | DSE 271 OC | DIN EN 54 V,VII: 3/01, VdS 2503,2504: 12/96, CEA 4021: 6/99, VdS 2806: 1/99 | -
Automatic Fire Alarm System | Smoke Detector | Bosch SicherheitsSystem GmbH | Smoke/Heat Detector | DSE 271 OTH | DIN EN 54 V, VII: 3/01, VdS 2503, 2504: 12/96, CEA 4021: 6/99 | -
Automatic Fire Alarm System | Smoke Detector | Bosch SicherheitsSystem GmbH | Aspirating Smoke Detector | RAS 100 LSN | CEA 4022: 12/99, CEA GEI 1-77: 2/99, VdS 2344: 2/99 | -
Automatic Fire Alarm System | Smoke Detector | Bosch Sicherheitssysteme GmbH | Scattered light smoke detector | FAP-O 419 | EN 54 V, VII, VdS 2503, 2504, 2806, cea 4021 | -
Automatic Fire Alarm System | Smoke Detector | Bosch Sicherheitssysteme GmbH | Scattered Light Smoke Detector | FAP-O 420 | EN 54 V, VII, VdS 2503, 2504, 2806, cea 4021 | -
Automatic Fire Alarm System | Smoke Detector | Bosch Sicherheitssysteme GmbH | Smoke Detector | FAP-O 500 | DIN EN 54 VII, VdS 2806, 2504 | -
Automatic Fire Alarm System | Smoke Detector | Bosch Sicherheitssysteme GmbH | Smoke Detector | FAP-O 500-P | DIN EN 54 VII, VdS 2806, 2504 | -
Automatic Fire Alarm System | Smoke Detector | Bosch Sicherheitssysteme GmbH | Smoke Detector | FAP-OC 500 | DIN EN 54 VII, VdS 2806, 2504 | -
Automatic Fire Alarm System | Smoke Detector | Bosch Sicherheitssysteme GmbH | Smoke Detector | FAP-OC 500-P | DIN EN 54 VII, VdS 2806, 2504 | -
Automatic Fire Alarm System | Smoke Detector | Bosch Sicherheitssysteme GmbH | 4 Wire conventional photoelectric Smoke Detector | FCP-500 | ANSI/UL 268, CAN/ULC S529-02 | -
Automatic Fire Alarm System | Smoke Detector | Bosch Sicherheitssysteme GmbH | 4 Wire conventional photoelectric Smoke Detector | FCP-500-C | ANSI/UL 268, CAN/ULC S529-02 | -
Automatic Fire Alarm System | Smoke Detector | Bosch Sicherheitssysteme GmbH | 4 Wire conventional photoelectric Smoke Detector | FCP-500-C-P | ANSI/UL 268, CAN/ULC S529-02 | -
Automatic Fire Alarm System | Smoke Detector | Bosch Sicherheitssysteme GmbH | 4 Wire conventional photoelectric Smoke Detector | FCP-500-P | ANSI/UL 268, CAN/ULC S529-02 | -
Automatic Fire Alarm System | Smoke Detector | Bosch Sicherheitssysteme GmbH | Aspirating Smoke Detector | TITANUS PRO SENS |  | -
Automatic Fire Alarm System | Smoke Detector | Bosch Sicherheitssysteme GmbH | Aspirating Smoke Detector | TITANUS PRO SENS2 |  | -
Automatic Fire Alarm System | Smoke Detector | Bosch Sicherheitssysteme GmbH | Aspirating Smoke Detector | TITANUS TOP SENS | CEA 4022, VdS 2344 | -
Automatic Fire Alarm System | Smoke Detector | Bosch Sicherheitssysteme GmbH | Aspirating Smoke Detector | TITANUS TOP SENS2 |  | -
Automatic Fire Alarm System | Smoke Detector | Bosch Telecom GmbH | Optical Smoke Detector | O 400E LSN | EN 54 V:, VII: 03/01, VdS 2503, 2504: 12/96, CEA 4021: 06/99 | -
Automatic Fire Alarm System | Smoke Detector | Bosch Telecom GmbH | Smoke Detector | O-300 GLT | prEN 54 V, VII: 7/97, VdS 2503, 2504: 12/96, CEA GEI 1-049: 2/97 | -
Automatic Fire Alarm System | Smoke Detector | Bosch Telecom GmbH | Smoke Detector | O-400 LSN | prEN 54 V, VII: 7/97, VdS 2503, 2504: 12/96, CEA GEI 1-049: 2/97 | -
Automatic Fire Alarm System | Smoke Detector | Bosch Telecom GmbH | Smoke Detector | OC 310 GLT | EN 54 V, VII: 3/2001, VdS 2503,2504: 12/96, CEA 4021: 6/99 Sec. 6.6, VdS 2809 1/99 | -
Automatic Fire Alarm System | Smoke Detector | Bosch Telecom GmbH | Smoke Detector | OC 410 LSN | EN 54 V, VII: 3/2001, VdS 2503,2504: 12/96, CEA 4021: 6/99 Sec. 6.6, VdS 2809 1/99 | -
Automatic Fire Alarm System | Smoke Detector | Bosch Telecom GmbH | Smoke/Heat Detector | OT 400E LSN | EN 54 V:, VII: 03/01, VdS 2503, 2504: 12/96, CEA 4021: 06/99 | -
Automatic Fire Alarm System | Smoke Detector | Bosch Telecom GmbH | Smoke/Heat Detector | OT-300 GLT | prEN 54 V, VII: 7/97, VdS 2503, 2504: 12/96, CEA GEI 1-049: 2/97 | -
Automatic Fire Alarm System | Smoke Detector | Bosch Telecom GmbH | Smoke/Heat Detector | OT-400 LSN | prEN 54 V, VII: 7/97, VdS 2503, 2504: 12/96, CEA GEI 1-049: 2/97 | -
Automatic Fire Alarm System | Smoke Detector | Bosch Telecom GmbH | Smoke/Heat Detector | OTC 310 GLT | EN 54 V, VII: 3/2001, VdS 2503,2504: 12/96, CEA 4021: 6/99 Sec. 6.6, VdS 2809 1/99 | -
Automatic Fire Alarm System | Smoke Detector | Bosch Telecom GmbH | Smoke/Heat Detector | OTC 410 LSN | EN 54 V, VII: 3/2001, VdS 2503,2504: 12/96, CEA 4021: 6/99 Sec. 6.6, VdS 2809 1/99 | -
Automatic Fire Alarm System | Smoke Detector | BRK | Ionization Smoke Detector | 1800 | UL | -
Automatic Fire Alarm System | Smoke Detector | BRK | 1800 Series Smoke Detector | 1800 |  | -
Automatic Fire Alarm System | Smoke Detector | BRK | 1800 Series Smoke Detector | 1806 |  | -
Automatic Fire Alarm System | Smoke Detector | BRK | 1800 Series Smoke Detector | 1812 |  | -
Automatic Fire Alarm System | Smoke Detector | BRK | 1800 Series Smoke Detector | 1824 |  | -
Automatic Fire Alarm System | Smoke Detector | BRK | Smoke Automatic Fire Detector | 2800 | UL | -
Automatic Fire Alarm System | Smoke Detector | BRK | Smoke Automatic Fire Detector | 2806 | UL | -
Automatic Fire Alarm System | Smoke Detector | BRK | Smoke Automatic Fire Detector | 2812 | UL | -
Automatic Fire Alarm System | Smoke Detector | BRK | Smoke Automatic Fire Detector | 2824 | UL | -
Automatic Fire Alarm System | Smoke Detector | BRK | Smoke Automatic Fire Detector | 2851 | UL | -
Automatic Fire Alarm System | Smoke Detector | BRK | 1800 Series Smoke Detector | 1800EC |  | -
Automatic Fire Alarm System | Smoke Detector | BRK | Smoke Detector | 1800EC-T30 |  | -
Automatic Fire Alarm System | Smoke Detector | BRK | 1800 Series Smoke Detector | 1800EC-TD |  | -
Automatic Fire Alarm System | Smoke Detector | BRK | 1800 Series Smoke Detector | 1800R |  | -
Automatic Fire Alarm System | Smoke Detector | BRK | Photoelectric Type Smoke Detector | 2800 EC |  | -
Automatic Fire Alarm System | Smoke Detector | BRK | Smoke Automatic Fire Detector | 2800 TH | UL | -
Automatic Fire Alarm System | Smoke Detector | BRK Electronics | Ionization Smoke Detector | 1451E | LPC | -
Automatic Fire Alarm System | Smoke Detector | BRK Electronics | Mounting Base | B401 | LPC | -
Automatic Fire Alarm System | Smoke Detector | BRK Electronics, Div. of Pittway Corp. | Smoke-automatic Fire Detector Base | B501BH | UL 268 | -
Automatic Fire Alarm System | Smoke Detector | CAE Elettronica S.R.L. | Smoke Detector | Vulcan-O |  | -
Automatic Fire Alarm System | Smoke Detector | CAE Elettronica S.R.L. | Smoke Detector | Vulcan-OHD |  | -
Automatic Fire Alarm System | Smoke Detector | Calectro AB | Duct Detector | UG-2-A2O | CEA GEI 1-084, DIN EN 54 IV:12/97, VII: 09/89, VdS 2504 | -
Automatic Fire Alarm System | Smoke Detector | Calectro AB | Duct Detector | UG-2-A4 OP | DIN EN 54 VII, VdS 2504, 2344 | -
Automatic Fire Alarm System | Smoke Detector | Calectro AB | Duct Detector | UG-2-A4O-OPP230V | CEA GEI 1-084, DIN EN 54 IV:12/97, VII: 09/89, VdS 2504 | -
Automatic Fire Alarm System | Smoke Detector | Calectro AB | Duct Detector | UG-2-A4O-OPP24V | CEA GEI 1-084, DIN EN 54 IV:12/97, VII: 09/89, VdS 2504 | -
Automatic Fire Alarm System | Smoke Detector | Calectro AB | Duct Detector | UG-2-O | CEA GEI 1-084, DIN EN 54 IV:12/97, VII: 09/89, VdS 2504 | -
Automatic Fire Alarm System | Smoke Detector | Caradon Esser GmbH | Aspirating Smoke Detector | ARS 70 | CEA GEI-077, VdS 2344 | -
Automatic Fire Alarm System | Smoke Detector | Caradon Gent Ltd. | Analogue Addressable Ionization Smoke Sensor | 34730 | BS 5445 VII: 1984 | -
Automatic Fire Alarm System | Smoke Detector | Caradon Gent Ltd. | Conventional Ionization Smoke Detector | 17830-01 | BS 5445 VII: 1984/EN 54 VII: 1982 | -
Automatic Fire Alarm System | Smoke Detector | Caradon Gent Ltd. | Conventional Optical Smoke Detector | 17840-01 | BS 5445 VII: 1984, EN 54 VII: 1982 | -
Automatic Fire Alarm System | Smoke Detector | Cerberus | Ionization Smoke Detector | F600 | VDS | -
Automatic Fire Alarm System | Smoke Detector | Cerberus | Ionization Smoke Detector | F716 |  | -
Automatic Fire Alarm System | Smoke Detector | Cerberus | Ionization Smoke Detector | F716V |  | -
Automatic Fire Alarm System | Smoke Detector | Cerberus | Ionization Smoke Detector | F732 |  | -
Automatic Fire Alarm System | Smoke Detector | Cerberus | Ionization Smoke Detector | F732V |  | -
Automatic Fire Alarm System | Smoke Detector | Cerberus | Smoke Detector | F900 |  | -
Automatic Fire Alarm System | Smoke Detector | Cerberus | Ionization Smoke Detector | F906 |  | -
Automatic Fire Alarm System | Smoke Detector | Cerberus | Smoke Detector | F910 |  | -
Automatic Fire Alarm System | Smoke Detector | Cerberus | Smoke Detector | F910A |  | -
Automatic Fire Alarm System | Smoke Detector | Cerberus | Ionization Smoke Detector | FES 5.220B (C) | VDS | -
Automatic Fire Alarm System | Smoke Detector | Cerberus | Smoke Detector | FES 7.5/7.5V |  | -
Automatic Fire Alarm System | Smoke Detector | Cerberus | Cerberus Sampling Chamber | FPK 90 |  | -
Automatic Fire Alarm System | Smoke Detector | Cerberus | Optical Smoke Detector | R716 | FOC | -
Automatic Fire Alarm System | Smoke Detector | Cerberus | Optical Smoke Detector | R906 |  | -
Automatic Fire Alarm System | Smoke Detector | Cerberus | Smoke Detector | R910 |  | -
Automatic Fire Alarm System | Smoke Detector | Cerberus AG | F 930 Ionization Light Smoke Detector | 18/76 | LPCB | -
Automatic Fire Alarm System | Smoke Detector | Cerberus AG | F930 Scattered Light Smoke Detector | 18/77 | LPCB | -
Automatic Fire Alarm System | Smoke Detector | Cerberus AG | Z94 | 18/78 | LPCB | -
Automatic Fire Alarm System | Smoke Detector | Cerberus AG | Z94I Base | 18/79 | LPCB | -
Automatic Fire Alarm System | Smoke Detector | Cerberus AG | Z94SI Base | 18/80 | LPCB | -
Automatic Fire Alarm System | Smoke Detector | Cerberus AG | Z94MI Base | 18/81 | LPCB | -
Automatic Fire Alarm System | Smoke Detector | Cerberus AG | Detector Base | DB 1151 | Vds | -
Automatic Fire Alarm System | Smoke Detector | Cerberus AG | Detector Base | DB 1151 | Vds | -
Automatic Fire Alarm System | Smoke Detector | Cerberus AG | Surface Mount Base Accessories | DBZ 1191 | Vds | -
Automatic Fire Alarm System | Smoke Detector | Cerberus AG | Surface Mount Base Accessories | DBZ 1191 | Vds | -
Automatic Fire Alarm System | Smoke Detector | Cerberus AG | Humid, Surface Mount Base Accessories | DBZ 1192 | Vds | -
Automatic Fire Alarm System | Smoke Detector | Cerberus AG | Humid, Surface Mount Base Accessories | DBZ 1192 | Vds | -
Automatic Fire Alarm System | Smoke Detector | Cerberus AG | Scattered Light Smoke Detector | DO 1101 | Vds | -
Automatic Fire Alarm System | Smoke Detector | Cerberus AG | Scattered Light Smoke Sensor | DO 1101A-Ex | EN 50014: 1977+A1 to A5, EN 50020: 1977 A1 to A5 | -
Automatic Fire Alarm System | Smoke Detector | Cerberus AG | Smoke Detector | DO 1131A | EN 54 VII: 9/1989, subclause 3.1, '3.2, '3.3,5-21, VdS 2110 at 05.92 subclauses 7.7.2, 7.7.3, 7.7.4, 7.7.6, EFSG/F/95/005 subclause '2.2, 2.5, 2.6, 3 | -
Automatic Fire Alarm System | Smoke Detector | Cerberus AG | Scattered Light Smoke Detector | DO 1151 | Vds | -
Automatic Fire Alarm System | Smoke Detector | Cerberus AG | Scattered Light Smoke Detector | DO0052 | Vds | -
Automatic Fire Alarm System | Smoke Detector | Cerberus AG | Scattered Light Smoke Detector | DO1101A | EN 54 VII: 9/1989, EN 54 IX: 8/1989, VdS 2110 AT 05.92, VdS 2110: 9/1992 subclauses 7.7.2-7.7.4, 7.7.6, EFSG/F/95/005A clause 3 | -
Automatic Fire Alarm System | Smoke Detector | Cerberus AG | Scattered Light Smoke Detector | DO1104A | EN 54 VII: 9/89, VdS 2110 (05/92) clauses 7.7.2 to 7.7.3, 7.7.6, VdS 2504 (11/96) clause 5, EFSG/F/95/005 clause 3 | -
Automatic Fire Alarm System | Smoke Detector | Cerberus AG | Scattered Light Smoke Detector | DO1151A | EN 54 VII: 9/1989 (subclause 3.1,'3.2,'3.3,clause 5-21), Vds 2110 at 05.92, subclause 7.7.2-7.7.4,7.7.6, EFSG/F/95/005 clause '3.3, Vds 2504 (12/95) in subclause 6.3 | -
Automatic Fire Alarm System | Smoke Detector | Cerberus AG | Scattered Light Smoke Detector | DO1152A | EN 54 VII: 9/1989 (subclause 3.1,'3.2,'3.3,clause 5-21), Vds 2110 at 05.92, subclause 7.7.2-7.7.4,7.7.6, EFSG/F/95/005 clause '3.3, Vds 2504 (12/95) in subclause 6.3 | -
Automatic Fire Alarm System | Smoke Detector | Cerberus AG | Smoke Detector with Thermal Auxiliary Function | DOT 1131 A | EN 54 VII, EN 54 IX | -
Automatic Fire Alarm System | Smoke Detector | Cerberus AG | Scattered Light Smoke Detector with Thermal Auxiliary Function | DOT 1131A | EN 54 VII: 9/1989, EN 54 VII: subclause 4.3: 5/1995, EN 54 IX: 8/1989, EFSG/F/95/0005 subclauses '2.2, 2.5, 2.6 Clause 3, VdS 2504 (12/95) subclauses '4.1, 5.1, 5.2, '5.4, clause 3, IEC 68-2-30, 68-2,42, 68-2-6, 68-2-27 | -
Automatic Fire Alarm System | Smoke Detector | Cerberus AG | Addressable Multiple Criteria Scattered Light Smoke Detector | DOT 1151 | Vds | -
Automatic Fire Alarm System | Smoke Detector | Cerberus AG | Scattered Light Smoke Detector with Auxiliary Thermal Function | DOT1151A | EN 54 VII: 9/1989 (subclause 3.1,'3.2,'3.3,clause 5-21), Vds 2110 at 05.92, subclause 7.7.2-7.7.4,7.7.6, EFSG/F/95/005 clause '3.3, Vds 2504 (12/95) in subclause 6.3 | -
Automatic Fire Alarm System | Smoke Detector | Cerberus AG | Multiple Criteria Smoke Detector with Thermal Auxiliary Function | DOT1152 | Vds | -
Automatic Fire Alarm System | Smoke Detector | Cerberus AG | Scattered Light Smoke Detector WITH Auxiliaryh Thermal Function | DOT11521A | EN 54 VII: 9/1989 (subclause 3.1,'3.2,'3.3,clause 5-21), Vds 2110 at 05.92, subclause 7.7.2-7.7.4,7.7.6, EFSG/F/95/005 clause '3.3, Vds 2504 (12/95) in subclause 6.3 | -
Automatic Fire Alarm System | Smoke Detector | Cerberus AG | Scattered Light Smoke Detector | OP 620 C | EN 54 VII | -
Automatic Fire Alarm System | Smoke Detector | Cerberus Ltd. | Smoke automatic fire detector | A2400 |  | -
Automatic Fire Alarm System | Smoke Detector | Cerberus Ltd. | Smoke Detector | R716 I | Vds | -
Automatic Fire Alarm System | Smoke Detector | Cerberus Ltd. | Detector Base | Z96 | Vds | -
Automatic Fire Alarm System | Smoke Detector | Cerberus Ltd. | Detector Base | Z96 SI | Vds | -
Automatic Fire Alarm System | Smoke Detector | Cerberus PLC | Diffused-Light Smoke Indicator with Thermic Auxiliary Function | DO1031 | EN 45 VII: 09/89, EN 54 VII: 02/95 4.3, EN 54 IX: 8/84m VdS 2504 (12/96) Para. 4.'2.2, 4.3.1, 4.3.2, 4.5, 5 | -
Automatic Fire Alarm System | Smoke Detector | Cerberus PLC | Diffused-Light Smoke Indicator with Thermic Auxiliary Function | DOT1031 | EN 45 VII: 09/89, EN 54 VII: 02/95 4.3, EN 54 IX: 8/84, VdS 2504 (12/96) Para. 4.'2.2, 4.3.1, 4.3.2, 4.5, 5 | -
Automatic Fire Alarm System | Smoke Detector | Cofem S.A. | Conventional Ionisation Smoke Detector | DIH-4 | EN 54 VII: 2000 | -
Automatic Fire Alarm System | Smoke Detector | Detection Electronique Francaise Protecbat | Linear Ionization Detector | FIL 42 |  | -
Automatic Fire Alarm System | Smoke Detector | Detection Electronique Francaise Protecbat | Ionization Smoke Detector | FIP 42 |  | -
Automatic Fire Alarm System | Smoke Detector | Detection Electronique Francaise Protecbat | Ionization Smoke Detector | FIP LP |  | -
Automatic Fire Alarm System | Smoke Detector | Detection Electronique Francaise Protecbat | Optical Smoke Detector | FOP 42 |  | -
Automatic Fire Alarm System | Smoke Detector | Detection Electronique Francaise Protecbat | Optical Smoke Detector | FOR 42 |  | -
Automatic Fire Alarm System | Smoke Detector | Detection Electronique Francaise Protecbat | Thermostatic Smoke Detector | TP 42 |  | -
Automatic Fire Alarm System | Smoke Detector | Detection System Inc. | Smoke Automatic Fire Detector, Projected Beam | DS 240 | UL | -
Automatic Fire Alarm System | Smoke Detector | Detection System Inc. | Smoke Automatic Fire Detector, Projected Beam | DS 241 | UL | -
Automatic Fire Alarm System | Smoke Detector | Detection System Inc. | Smoke Detector, Photoelectric Type | DS 250 | UL | -
Automatic Fire Alarm System | Smoke Detector | Detection System Inc. | Smoke Detector, Photoelectric Type | DS 250TH | UL | -
Automatic Fire Alarm System | Smoke Detector | Detection System Inc. | Smoke Automatic Fire Detector, Ionization Type | DS 260 | UL | -
Automatic Fire Alarm System | Smoke Detector | Detection System Inc. | Smoke Automatic Fire Detector for Duct Application | DS 290 | UL 268A | -
Automatic Fire Alarm System | Smoke Detector | Detection System Inc. | Smoke Automatic Fire Detector projected Beam | DS240 | UL 268 | -
Automatic Fire Alarm System | Smoke Detector | Detection System Inc. | Smoke Automatic Fire Detector projected Beam | DS241 | UL 268 | -
Automatic Fire Alarm System | Smoke Detector | Detection System Inc. | Smoke Detector Head, Photoelectric Type | DS250 | UL 268 | -
Automatic Fire Alarm System | Smoke Detector | Detection System Inc. | Smoke Detector Heads, Photoelectric Type | DS250DH | UL 268 | -
Automatic Fire Alarm System | Smoke Detector | Detection System Inc. | Smoke Detector Head, Photoelectric Type | DS250TH | UL 268 | -
Automatic Fire Alarm System | Smoke Detector | Detection System Inc. | Smoke Automatic Fire Detector, Ionization Type | DS260 | UL 268 | -
Automatic Fire Alarm System | Smoke Detector | Detection System Inc. | Smoke - Automatic Fire Detector for Duct Application, Photoelectric Type | DS282 | UL 268 | -
Automatic Fire Alarm System | Smoke Detector | Detection System Inc. | Smoke Automatic Fire Detector, Photoelectric Type | DS282C | UL 268A | -
Automatic Fire Alarm System | Smoke Detector | Detection System Inc. | Smoke Automatic Fire Detector, Photoelectric Type | DS282S | UL 268A | -
Automatic Fire Alarm System | Smoke Detector | Detection System Inc. | Smoke - Automatic Fire Detector for Duct Application, Photoelectric Type | DS282TH | UL 268 | -
Automatic Fire Alarm System | Smoke Detector | Detection System Inc. | Smoke Automatic Fire Detector, Photoelectric Type | DS282THC | UL 268A | -
Automatic Fire Alarm System | Smoke Detector | Detection System Inc. | Smoke Automatic Fire Detector, Photoelectric Type | DS282THS | UL 268A | -
Automatic Fire Alarm System | Smoke Detector | Detection System Inc. | Smoke - Automatic Fire Detector for Duct Application, Photoelectric Type | DS284 | UL 268 | -
Automatic Fire Alarm System | Smoke Detector | Detection System Inc. | Smoke Automatic Fire Detector, Photoelectric Type | DS284C | UL 268A | -
Automatic Fire Alarm System | Smoke Detector | Detection System Inc. | Smoke Automatic Fire Detector, Photoelectric Type | DS284CS | UL 268A | -
Automatic Fire Alarm System | Smoke Detector | Detection System Inc. | Smoke Automatic Fire Detector, Photoelectric Type | DS284ES | UL 268A | -
Automatic Fire Alarm System | Smoke Detector | Detection System Inc. | Smoke Automatic Fire Detector, Photoelectric Type | DS284I | UL 268A | -
Automatic Fire Alarm System | Smoke Detector | Detection System Inc. | Smoke Automatic Fire Detector, Photoelectric Type | DS284IS | UL 268A | -
Automatic Fire Alarm System | Smoke Detector | Detection System Inc. | Smoke Automatic Fire Detector, Photoelectric Type | DS284N | UL 268A | -
Automatic Fire Alarm System | Smoke Detector | Detection System Inc. | Smoke Automatic Fire Detector, Photoelectric Type | DS284NS | UL 268A | -
Automatic Fire Alarm System | Smoke Detector | Detection System Inc. | Smoke Automatic Fire Detector, Photoelectric Type | DS284R | UL 268A | -
Automatic Fire Alarm System | Smoke Detector | Detection System Inc. | Smoke Automatic Fire Detector, Photoelectric Type | DS284S | UL 268A | -
Automatic Fire Alarm System | Smoke Detector | Detection System Inc. | Smoke Automatic Fire Detector, Photoelectric Type | DS284SR | UL 268A | -
Automatic Fire Alarm System | Smoke Detector | Detection System Inc. | Smoke - Automatic Fire Detector for Duct Application, Photoelectric Type | DS284TH | UL 268 | -
Automatic Fire Alarm System | Smoke Detector | Detection System Inc. | Smoke Automatic Fire Detector, Photoelectric Type | DS284THC | UL 268A | -
Automatic Fire Alarm System | Smoke Detector | Detection System Inc. | Smoke Automatic Fire Detector, Photoelectric Type | DS284THCS | UL 268A | -
Automatic Fire Alarm System | Smoke Detector | Detection System Inc. | Smoke Automatic Fire Detector, Photoelectric Type | DS284THE | UL 268A | -
Automatic Fire Alarm System | Smoke Detector | Detection System Inc. | Smoke Automatic Fire Detector, Photoelectric Type | DS284THES | UL 268A | -
Automatic Fire Alarm System | Smoke Detector | Detection System Inc. | Smoke Automatic Fire Detector, Photoelectric Type | DS284THR | UL 268A | -
Automatic Fire Alarm System | Smoke Detector | Detection System Inc. | Smoke Automatic Fire Detector, Photoelectric Type | DS284THS | UL 268A | -
Automatic Fire Alarm System | Smoke Detector | Detection System Inc. | Smoke Automatic Fire Detector, Photoelectric Type | DS284THSR | UL 268A | -
Automatic Fire Alarm System | Smoke Detector | Detection System Inc. | Smoke Automatic Fire Detector, Photoelectric Type | DS284THX | UL 268A | -
Automatic Fire Alarm System | Smoke Detector | Detection System Inc. | Smoke Automatic Fire Detector, Photoelectric Type | DS284X | UL 268A | -
Automatic Fire Alarm System | Smoke Detector | Detection System Inc. | Smoke Automatic Fire Detector, Photoelectric Type | DS284Y | UL 268A | -
Automatic Fire Alarm System | Smoke Detector | Detection System Inc. | Smoke - Automatic Fire Detector for Duct Application | DS290 | UL 268A | -
Automatic Fire Alarm System | Smoke Detector | Detection System Inc. | Smoke - Automatic Fire Detector for Duct Application | DS291 | UL 268A | -
Automatic Fire Alarm System | Smoke Detector | Detection System Inc. | Smoke - Automatic Fire Detector for Duct Application | DS292 | UL 268A | -
Automatic Fire Alarm System | Smoke Detector | Detection System Inc. | Smoke - Automatic Fire Detector for Duct Application | DS293 | UL 268A | -
Automatic Fire Alarm System | Smoke Detector | Detection System Inc. | Addressable Smoke Detector, Photoelectric Type | MX250 | UL 268 | -
Automatic Fire Alarm System | Smoke Detector | Detection System Inc. | Addressable Smoke Detector, Photoelectric Type | MX250 | UL 268 | -
Automatic Fire Alarm System | Smoke Detector | Detection System Inc. | Addressable Smoke Detector, Photoelectric Type | MX250DH | UL 268 | -
Automatic Fire Alarm System | Smoke Detector | Detection System Inc. | Addressable Smoke Detector, Photoelectric Type | MX250TH | UL 268 | -
Automatic Fire Alarm System | Smoke Detector | Detection System Inc. | Addressable Smoke Detector, Photoelectric Type | MX250TH | UL 268 | -
Automatic Fire Alarm System | Smoke Detector | Detection System Inc. | Addressable Smoke Detector, Photoelectric Type | MX280 | UL 268 | -
Automatic Fire Alarm System | Smoke Detector | Detection System Inc. | Addressable Smoke Detector, Photoelectric Type | MX280TH | UL 268 | -
Automatic Fire Alarm System | Smoke Detector | Detection System Inc. | Addressable Smoke Detector, Photoelectric Type | MX280THL | UL 268 | -
Automatic Fire Alarm System | Smoke Detector | E I Electronics Ltd. | Battery operated photoelectric smoke detector | EI 105B | BS 5446 I: 2000 | -
Automatic Fire Alarm System | Smoke Detector | E I Electronics Ltd. | Battery operated photoelectric smoke detector | EI 105C | BS 5446 I: 2000 | -
Automatic Fire Alarm System | Smoke Detector | E I Electronics Ltd. | 12V DC Photoelectric Smoke Detector with Relay | EI 105R3 | BS 5446 I: 2000 | -
Automatic Fire Alarm System | Smoke Detector | E I Electronics Ltd. | Battery operated photoelectric smoke detector | EI 105TY | BS 5446 I: 2000 | -
Automatic Fire Alarm System | Smoke Detector | E I Electronics Ltd. | Battery operated photoelectric smoke detector | EI 105TYC | BS 5446 I: 2000 | -
Automatic Fire Alarm System | Smoke Detector | E I Electronics Ltd. | Round Mains Operated Optical Smoke detector | EI 145 | BS 5446 I: 2000 | -
Automatic Fire Alarm System | Smoke Detector | E I Electronics Ltd. | Round Mains Operated Optical Smoke detector | EI 146 | BS 5446 I: 2000 | -
Automatic Fire Alarm System | Smoke Detector | E I Electronics Ltd. | Round Mains Operated Optical Smoke Alarm | EI 166 | BS 5446 I: 1990 | -
Automatic Fire Alarm System | Smoke Detector | E I Electronics Ltd. | Round Mains Operated Optical Smoke detector | EI 166 | BS 5446 I: 2000 | -
Automatic Fire Alarm System | Smoke Detector | E I Electronics Ltd. | Round Mains Operated Optical Smoke Alarm | EI 166R | BS 5446 I: 2000 | -
Automatic Fire Alarm System | Smoke Detector | Edwards | Multiple Station | 350 IT | ULC | -
Automatic Fire Alarm System | Smoke Detector | Edwards | Combination Multiple Station Smoke Alarm and Thermostat | 350 LIT | ULC | -
Automatic Fire Alarm System | Smoke Detector | Edwards | Ionization Smoke Detector | 6249C |  | -
Automatic Fire Alarm System | Smoke Detector | Edwards | Ionization Smoke Detector | 6250C |  | -
Automatic Fire Alarm System | Smoke Detector | Edwards | Remote Indicator | 6256C |  | -
Automatic Fire Alarm System | Smoke Detector | Edwards | Air Duct Detector Unit | 6360-500 |  | -
Automatic Fire Alarm System | Smoke Detector | Edwards | Photoelectric Smoke Detector | 6381-A |  | -
Automatic Fire Alarm System | Smoke Detector | Edwards | Photoelectric Smoke Detector | 6381-A-135 |  | -
Automatic Fire Alarm System | Smoke Detector | Edwards Co Inc. | Ionization Smoke Detector | 6250B | UL | -
Automatic Fire Alarm System | Smoke Detector | Edwards Co Inc. | Ionization Automatic Smoke Detector | 6264B | UL | -
Automatic Fire Alarm System | Smoke Detector | Edwards Co Inc. | Photoelectric Automatic Smoke Detector | 6266B | UL | -
Automatic Fire Alarm System | Smoke Detector | Edwards Co Inc. | Photoelectric Smoke Detector | 6269B | UL | -
Automatic Fire Alarm System | Smoke Detector | Edwards Co Inc. | Photoelectric Smoke Detector | 6270B | UL | -
Automatic Fire Alarm System | Smoke Detector | Edwards Co Inc. | Photoelectric Smoke Detector Employ Heat Sensor | 6270B-003 | UL | -
Automatic Fire Alarm System | Smoke Detector | Edwards Co Inc. | Smoke detector, conventional 2-wire photoelectric | EC30DU-3 | UL 268 IV | -
Automatic Fire Alarm System | Smoke Detector | Edwards Co Inc. | Smoke detector, conventional 2-wire photoelectric | EC30U-3 | UL 268 IV | -
Automatic Fire Alarm System | Smoke Detector | Edwards Co Inc. | Smoke detector, conventional ionization | EN10U-3 | UL 268 | -
Automatic Fire Alarm System | Smoke Detector | Edwards Co Inc. A unit of General Signal | Automatic Fire Detection Equipment | Mirtone | UL | -
Automatic Fire Alarm System | Smoke Detector | Edwards System Technology | Ionization Smoke Detector | 151FB | UL 268 IV | -
Automatic Fire Alarm System | Smoke Detector | Edwards System Technology | Photoelectirc type Smoke Detector | 2251FB | UL 268 IV | -
Automatic Fire Alarm System | Smoke Detector | Edwards System Technology | Photoelectirc type Smoke Detector | 2251TF | UL 268 IV | -
Automatic Fire Alarm System | Smoke Detector | Edwards System Technology | Photoelectirc type Smoke Detector | 2251TFB | UL 268 IV | -
Automatic Fire Alarm System | Smoke Detector | Edwards System Technology | Smoke-automatic fire detector for duct application, 4-wire conventional photoelectric type | ESD-SJ | ANSI/UL 268A | -
Automatic Fire Alarm System | Smoke Detector | Edwards System Technology | Smoke-automatic fire detector for duct application, 4-wire conventional photoelectric type | ESD-ST | ANSI/UL 268A | -
Automatic Fire Alarm System | Smoke Detector | Edwards System Technology |  | GAS-SD | ANSI/UL 268A | -
Automatic Fire Alarm System | Smoke Detector | Edwards System Technology | Smoke-automatic fire detector for duct application, 4-wire conventional photoelectric type | SD-SJ | ANSI/UL 268A | -
Automatic Fire Alarm System | Smoke Detector | Edwards System Technology | Smoke-automatic fire detector for duct application, 4-wire conventional photoelectric type | SD-ST | ANSI/UL 268A | -
Automatic Fire Alarm System | Smoke Detector | Edwards System Technology | Smoke-automatic fire detector for duct application, intelligent photoelectric type | SIGA-SD | ANSI/UL 268A | -
Automatic Fire Alarm System | Smoke Detector | Edwards System Technology | Smoke-automatic fire detector for duct application, 4-wire conventional photoelectric type | TSD-SJ | ANSI/UL 268A | -
Automatic Fire Alarm System | Smoke Detector | Edwards System Technology | Smoke-automatic fire detector for duct application, 4-wire conventional photoelectric type | TSD-SJCO2 | ANSI/UL 268A | -
Automatic Fire Alarm System | Smoke Detector | Edwards System Technology | Smoke-automatic fire detector for duct application, 4-wire conventional photoelectric type | TSD-SJG | ANSI/UL 268A | -
Automatic Fire Alarm System | Smoke Detector | Edwards System Technology | Smoke-automatic fire detector for duct application, 4-wire conventional photoelectric type | TSD-ST | ANSI/UL 268A | -
Automatic Fire Alarm System | Smoke Detector | Edwards System Technology | Smoke-automatic fire detector for duct application, 4-wire conventional photoelectric type | TSD-STCO2 | ANSI/UL 268A | -
Automatic Fire Alarm System | Smoke Detector | Edwards System Technology |  | XLS-SD | ANSI/UL 268A | -
Automatic Fire Alarm System | Smoke Detector | EI Co Ltd. | Self-Contained Photoelectric Smoke Detector | EI 105B | BS 5446 I: 1990 | -
Automatic Fire Alarm System | Smoke Detector | EI Co Ltd. | Self-Contained Photoelectric Smoke Detector | EI 105C | BS 5446 I: 1990 | -
Automatic Fire Alarm System | Smoke Detector | errer-effeff alarm GmbH | Multiple Sensor Smoke Detector | I-1061-Ex | DIN EN 5 VII 09/89, VdS 2504 12/96 | -
Automatic Fire Alarm System | Smoke Detector | errer-effeff alarm GmbH | Multiple Sensor Smoke Detector | O-1361-Ex | DIN EN 5 VII 09/89, VdS 2504 12/96 | -
Automatic Fire Alarm System | Smoke Detector | errer-effeff alarm GmbH | Multiple Sensor Smoke Detector | OT-1363-Ex | DIN EN 5 VII 09/89, VdS 2504 12/96 | -
Automatic Fire Alarm System | Smoke Detector | errer-effeff alarm GmbH | Multiple Sensor Smoke Detector | OTI-1963-Ex | DIN EN 5 VII 09/89, VdS 2504 12/96 | -
Automatic Fire Alarm System | Smoke Detector | Esser Security System GmbH | Multi-sensor Smoke Detector | O2T-1374 | CEA 4021 06/99, pr/EN 54-5 02/00, pr/EN 54-7 02/00, VdS 2503 12/96, VdS 2504 12/96 | -
Automatic Fire Alarm System | Smoke Detector | Esser Sicherbeitstechnik GmbH | Ionization Smoke Detector | 1071 | DIN EN 54 VII, IX | -
Automatic Fire Alarm System | Smoke Detector | ESSER SICHERHEITSTECHNIK GmbH | Smoke Detector | 1052 |  | -
Automatic Fire Alarm System | Smoke Detector | ESSER SICHERHEITSTECHNIK GmbH | Smoke Detector | 1054 |  | -
Automatic Fire Alarm System | Smoke Detector | ESSER SICHERHEITSTECHNIK GmbH | Smoke Detector | 574A-F |  | -
Automatic Fire Alarm System | Smoke Detector | ESSER SICHERHEITSTECHNIK GmbH | Smoke Detector | 575A-F |  | -
Automatic Fire Alarm System | Smoke Detector | Esser Sicherheitstechnik GmbH | Multi Sensor Smoke Detector | I-1061 | DIN EN 54 VII: 09/89, VdS 2504 (12/96 Sect 5.6, VdS 2344: 02/99 | -
Automatic Fire Alarm System | Smoke Detector | Esser Sicherheitstechnik GmbH | Multi Sensor Smoke Detector | I-1061 Ex | DIN EN 54 VII: 09/89, VdS 2504 (12/96 Sect 5.6, VdS 2344: 02/99 | -
Automatic Fire Alarm System | Smoke Detector | Esser Sicherheitstechnik GmbH | Multi Sensor Smoke Detector | O-1361 | DIN EN 54 VII: 09/89, VdS 2504 (12/96 Sect 5.6, VdS 2344: 02/99 | -
Automatic Fire Alarm System | Smoke Detector | Esser Sicherheitstechnik GmbH | Multi Sensor Smoke Detector | O-1361 Ex | DIN EN 54 VII: 09/89, VdS 2504 (12/96 Sect 5.6, VdS 2344: 02/99 | -
Automatic Fire Alarm System | Smoke Detector | Esser Sicherheitstechnik GmbH | Multi Sensor Smoke Detector | OT-1363 | DIN EN 54 VII: 09/89, VdS 2504 (12/96 Sect 5.6, VdS 2344: 02/99 | -
Automatic Fire Alarm System | Smoke Detector | Esser Sicherheitstechnik GmbH | Multi Sensor Smoke Detector | OT-1363 Ex | DIN EN 54 VII: 09/89, VdS 2504 (12/96 Sect 5.6, VdS 2344: 02/99 | -
Automatic Fire Alarm System | Smoke Detector | Esser Sicherheitstechnik GmbH | Multi Sensor Smoke Detector | OTI-1963 | DIN EN 54 VII: 09/89, VdS 2504 (12/96 Sect 5.6, VdS 2344: 02/99 | -
Automatic Fire Alarm System | Smoke Detector | Esser Sicherheitstechnik GmbH | Multi Sensor Smoke Detector | OTI-1963 Ex | DIN EN 54 VII: 09/89, VdS 2504 (12/96 Sect 5.6, VdS 2344: 02/99 | -
Automatic Fire Alarm System | Smoke Detector | Everyday Technology Co Ltd. | Photoelectric Smoke Detector | EA318-2 | BS EN 54 VII: 2001 | -
Automatic Fire Alarm System | Smoke Detector | Everyday Technology Co Ltd. | Photoelectric Smoke Detector and Heat Detector | EA318-2H | EN 54 V, VII: 2000, CEA 4021: 1999 | -
Automatic Fire Alarm System | Smoke Detector | Everyday Technology Co Ltd. | Photoelectric Smoke Detector and Heat Detector | EA318-2H-LED | EN 54 V, VII: 2000, CEA 4021: 1999 | -
Automatic Fire Alarm System | Smoke Detector | Everyday Technology Co Ltd. | Photoelectric Smoke Detector | EA318-2LED | BS EN 54 VII: 2001 | -
Automatic Fire Alarm System | Smoke Detector | Everyday Technology Co Ltd. | Photoelectric Smoke Detector | EA318-4-12 | BS EN 54 VII: 2001 | -
Automatic Fire Alarm System | Smoke Detector | Everyday Technology Co Ltd. | Photoelectric Smoke Detector | EA318-4-24 | BS EN 54 VII: 2001 | -
Automatic Fire Alarm System | Smoke Detector | Everyday Technology Co Ltd. | Photoelectric Smoke Detector and Heat Detector | EA318-4H-12 | EN 54 V, VII: 2000, CEA 4021: 1999 | -
Automatic Fire Alarm System | Smoke Detector | Everyday Technology Co Ltd. | Photoelectric Smoke Detector and Heat Detector | EA318-4H-24 | EN 54 V, VII: 2000, CEA 4021: 1999 | -
Automatic Fire Alarm System | Smoke Detector | Everyday Technology Co Ltd. | Conventional, Photoelectric Smoke Detector with heat detector | SD-168 | UL 268 | -
Automatic Fire Alarm System | Smoke Detector | Everyday Technology Co Ltd. | Conventional, Photoelectric Smoke Detector | SD-169 | UL 268 | -
Automatic Fire Alarm System | Smoke Detector | Everyday Technology Co Ltd. | Conventional, Photoelectric Smoke Detector with heat detector | SD-268 | UL 268 | -
Automatic Fire Alarm System | Smoke Detector | Everyday Technology Co Ltd. | Conventional, Photoelectric Smoke Detector | SD-269 | UL 268 | -
Automatic Fire Alarm System | Smoke Detector | Everyday Technology Co Ltd. | Single Smoke Detector (Self-contained Smoke Detector) | SD-728V-1 | prEN ISO 12239 | -
Automatic Fire Alarm System | Smoke Detector | Everyday Technology Co Ltd. | Single Smoke Detector (Self-contained Smoke Detector) | SD-728V-1-I | prEN ISO 12239 | -
Automatic Fire Alarm System | Smoke Detector | Everyday Technology Co Ltd. | Single Smoke Detector (Self-contained Smoke Detector) | SD-728V-2 | prEN ISO 12239 | -
Automatic Fire Alarm System | Smoke Detector | Everyday Technology Co Ltd. | Single Smoke Detector (Self-contained Smoke Detector) | SD-728V-2-I | prEN ISO 12239 | -
Automatic Fire Alarm System | Smoke Detector | Everyday Technology Co Ltd. | Single Smoke Detector (Self-contained Smoke Detector) | SD-728V-3 | prEN ISO 12239 | -
Automatic Fire Alarm System | Smoke Detector | Everyday Technology Co Ltd. | Single Smoke Detector (Self-contained Smoke Detector) | SD-728V-3-I | prEN ISO 12239 | -
Automatic Fire Alarm System | Smoke Detector | Fenwal | Ionization Smoke Detector | CPD-7021 | UL | -
Automatic Fire Alarm System | Smoke Detector | Fenwal | Photoelectric Smoke Detector | PSD-7111 | UL | -
Automatic Fire Alarm System | Smoke Detector | Fenwal | Photoelectric Smoke Detector | PSD-7112 | UL | -
Automatic Fire Alarm System | Smoke Detector | Fike Corp. | Analog Smoke Detector | 63-1010 | UL | -
Automatic Fire Alarm System | Smoke Detector | Fike Corp. Fike Fire Suppression System Div. | Ionization Smoke Detector | 67-1016 | UL | -
Automatic Fire Alarm System | Smoke Detector | Fike Corp. Fire Suppression System D.V. | Photoelectric Smoke Detector | 63-1005 | UL | -
Automatic Fire Alarm System | Smoke Detector | Fike Corp. Fire Suppression System D.V. | Photoelectric Smoke Detector | 63-1007 | UL | -
Automatic Fire Alarm System | Smoke Detector | Fike Corp. Fire Suppression System D.V. | Photoelectric Smoke Detector | 63-1008 | UL | -
Automatic Fire Alarm System | Smoke Detector | Fike Corp. Fire Suppression System D.V. | Photoelectric Beam Smoke Detector | 65-001 | UL | -
Automatic Fire Alarm System | Smoke Detector | Fike Protection System, Div. of Fike Corp. | Smoke Detector for indoor duct application | 63-028 | UL 268A | -
Automatic Fire Alarm System | Smoke Detector | Fike Protection System, Div. of Fike Corp. | Smoke Detector for indoor duct application | 63-029 | UL 268A | -
Automatic Fire Alarm System | Smoke Detector | Fike Protection System, Div. of Fike Corp. | Smoke Detector for indoor duct application | 63-030 | UL 268A | -
Automatic Fire Alarm System | Smoke Detector | Fike Protection System, Div. of Fike Corp. | Smoke Detector for indoor duct application | 63-031 | UL 268A | -
Automatic Fire Alarm System | Smoke Detector | Fike Protection System, Div. of Fike Corp. | Photoelectric type smoke detector | 63-032 | UL 268 IV | -
Automatic Fire Alarm System | Smoke Detector | Fike Protection System, Div. of Fike Corp. | Analog addressable ionization type smoke detector | 63-1021 | UL 268 IV | -
Automatic Fire Alarm System | Smoke Detector | Fike Protection System, Div. of Fike Corp. | Photoelectric type smoke detector | 63-1024 | UL 268 IV | -
Automatic Fire Alarm System | Smoke Detector | Fike Protection System, Div. of Fike Corp. | Photoelectric type smoke detector | 63-1025 | UL 268 IV | -
Automatic Fire Alarm System | Smoke Detector | Fike Protection System, Div. of Fike Corp. | Smoke Detector for indoor duct application | 67-029 | UL 268A | -
Automatic Fire Alarm System | Smoke Detector | Fike Protection System, Div. of Fike Corp. | Smoke Detector for indoor duct application | 67-030 | UL 268A | -
Automatic Fire Alarm System | Smoke Detector | Fike Protection System, Div. of Fike Corp. | Analog addressable ionization type smoke detector | 67-1032 | UL 268 IV | -
Automatic Fire Alarm System | Smoke Detector | Fike Protection System, Div. of Fike Corp. | Ionization Smoke Detector | 67-1033 | UL 268 IV | -
Automatic Fire Alarm System | Smoke Detector | Fire Control Instruments Inc. | Ionization Type Smoke Detector | 301-I | UL | -
Automatic Fire Alarm System | Smoke Detector | Fire Control Instruments Inc. | Addressable Smoke Detector Base | 301-ID | UL | -
Automatic Fire Alarm System | Smoke Detector | Fire Control Instruments Inc. | Photoelectric Smoke Detector | 301P | UL | -
Automatic Fire Alarm System | Smoke Detector | Fire Control Instruments Inc. | Photoelectronic Smoke Detector | 301-P | UL | -
Automatic Fire Alarm System | Smoke Detector | Fire Control Instruments Inc. | Photoelectric Smoke Detector | 301PT | UL | -
Automatic Fire Alarm System | Smoke Detector | Fire Control Instruments Inc. | Ionization Smoke Detector | ASD-IL2 | UL 268 IV | -
Automatic Fire Alarm System | Smoke Detector | Fire Control Instruments Inc. | Photoelectirc type Smoke Detector | ASD-PL2 | UL 268 IV | -
Automatic Fire Alarm System | Smoke Detector | Fire Control Instruments Inc. | Photoelectirc type Smoke Detector | ASD-PTL2 | UL 268 IV | -
Automatic Fire Alarm System | Smoke Detector | Fire Control Instruments Inc. | Analog Thermal Sensor Ionization Smoke Detector | ATD 3011 | UL | -
Automatic Fire Alarm System | Smoke Detector | Fire Control Instruments Inc. | Addressable Smoke Detector Base | CPD-ID | UL | -
Automatic Fire Alarm System | Smoke Detector | Fire Control Instruments Inc. | Photoelectirc type Smoke Detector | MCS-ACCLIMATE2 | UL 268 IV | -
Automatic Fire Alarm System | Smoke Detector | Firefighting Enterprise Ltd. | Projected beam smoke detector | 100R | UL 268 IV | -
Automatic Fire Alarm System | Smoke Detector | Firefighting Enterprise Ltd. | Projected beam smoke detector | 100R | UL 268 IV | -
Automatic Fire Alarm System | Smoke Detector | Firefighting Enterprise Ltd. | Smoke Automatic Fire Detector Projected Beam | 100R | UL 268 IV | -
Automatic Fire Alarm System | Smoke Detector | Firefighting Enterprise Ltd. | Projected beam smoke detector | 50R | UL 268 IV | -
Automatic Fire Alarm System | Smoke Detector | Firefighting Enterprise Ltd. | Projected beam smoke detector | 50R | UL 268 IV | -
Automatic Fire Alarm System | Smoke Detector | Firefighting Enterprise Ltd. | Smoke Automatic Fire Detector Projected Beam | 50R | UL 268 IV | -
Automatic Fire Alarm System | Smoke Detector | Firefighting Enterprise Ltd. | Smoke Automatic Fire Detector Projected Beam | Fireray 2000 | UL 268 | -
Automatic Fire Alarm System | Smoke Detector | Firefighting Enterprise Ltd. | Smoke Automatic Fire Detector Projected Beam | Fireray 2000 | UL 268 IV | -
Automatic Fire Alarm System | Smoke Detector | Firefite Ziton | Ionization Smoke Detector | Z310-1 |  | -
Automatic Fire Alarm System | Smoke Detector | Firefite Ziton | Ionization Smoke Detector | Z310-1M |  | -
Automatic Fire Alarm System | Smoke Detector | Fireseer | Ionization Smoke Detector | Mark 2 | FOC | -
Automatic Fire Alarm System | Smoke Detector | Fritz Fuss GmbH & Co | Self-contained SmokeDetector, Photoelectric type | S1000 | prEN ISO 12239 04/95 | -
Automatic Fire Alarm System | Smoke Detector | Fritz Fuss GmbH & Co | Self-contained SmokeDetector, Photoelectric type | S1000 Radio for FS 1 | prEN ISO 12239 04/95 | -
Automatic Fire Alarm System | Smoke Detector | Fyrnetics (Hong Kong) Ltd. | Photoelectric Smoke Detector | 2SF23/9HI | BS 5446 I: 2000 | -
Automatic Fire Alarm System | Smoke Detector | Fyrnetics (Hong Kong) Ltd. | Photoelectric Smoke Detector | 2SF23/9HIR | BS 5446 I: 2000 | -
Automatic Fire Alarm System | Smoke Detector | Fyrnetics (Hong Kong) Ltd. | Ionization Smoke Detector | ISF23/9HI | BS 5446 I: 2000 | -
Automatic Fire Alarm System | Smoke Detector | Fyrnetics (Hong Kong) Ltd. | Ionization Smoke Detector | ISF23/9HIR | BS 5446 I: 2000 | -
Automatic Fire Alarm System | Smoke Detector | Fyrnetics Inc. | Single Station Smoke Detector, Ionization Type | 0914 | UL 217 | -
Automatic Fire Alarm System | Smoke Detector | Fyrnetics Inc. | Single Station Smoke Detector, Ionization Type | 0915 | UL 217 | -
Automatic Fire Alarm System | Smoke Detector | Fyrnetics Inc. | Single Station Smoke Detector, Ionization Type | 0916 | UL 217 | -
Automatic Fire Alarm System | Smoke Detector | Fyrnetics Inc. | Single Station Smoke Detector, Ionization Type | 0918 | UL 217 | -
Automatic Fire Alarm System | Smoke Detector | Fyrnetics Inc. | Single Station Smoke Detector, Photoelectric type | PE9 | UL 217 | -
Automatic Fire Alarm System | Smoke Detector | Fyrnetics Ltd. | Photoelectric Smoke Detector | 29I | BS 5446 I: 2000 | -
Automatic Fire Alarm System | Smoke Detector | Fyrnetics Ltd. | Photoelectric Smoke Detector | 29ILL | BS 5446 I: 2000 | -
Automatic Fire Alarm System | Smoke Detector | Fyrnetics Ltd. | Photoelectric Smoke Detector | PE9 | BS 5446 I: 2000 | -
Automatic Fire Alarm System | Smoke Detector | G.S. Building System Corp. | Detector Base | SIGA-IB | UL | -
Automatic Fire Alarm System | Smoke Detector | G.S. Building System Corp. | Detector Base | SIGA-IB4 | UL | -
Automatic Fire Alarm System | Smoke Detector | G.S. Building System Corp. | Smoke Detector addressable intelligent type | SIGA-IPHS | UL | -
Automatic Fire Alarm System | Smoke Detector | G.S. Building System Corp. | Smoke Detector addressable intelligent type | SIGA-IS | UL | -
Automatic Fire Alarm System | Smoke Detector | G.S. Building System Corp. | Smoke Detector addressable intelligent type | SIGA-PHS | UL | -
Automatic Fire Alarm System | Smoke Detector | G.S. Building System Corp. | Smoke Detector addressable intelligent type | SIGA-PS | UL | -
Automatic Fire Alarm System | Smoke Detector | G.S. Building System Corp. | Detector Base | SIGA-RB | UL | -
Automatic Fire Alarm System | Smoke Detector | G.S. Building System Corp. | Detector Base | SIGA-RB4 | UL | -
Automatic Fire Alarm System | Smoke Detector | G.S. Building System Corp. | Detector Base | SIGA-SB | UL | -
Automatic Fire Alarm System | Smoke Detector | G.S. Building System Corp. | Detector Base | SIGA-SB4 | UL | -
Automatic Fire Alarm System | Smoke Detector | Garvan Enterprises Limited | Domestic Carbon Monoxide Alarm | CO-2968H | BS EN 50291-1:2010 | -
Automatic Fire Alarm System | Smoke Detector | Garvan Enterprises Limited | Domestic Carbon Monoxide Alarm | CO-968 | BS EN 50291-1:2010 | -
Automatic Fire Alarm System | Smoke Detector | Garvan Enterprises Limited | Domestic Smoke Alarm | Garvan GNS-2236X | BS EN 14604:2005 | -
Automatic Fire Alarm System | Smoke Detector | Garvan Enterprises Limited | Domestic Smoke Alarm | Garvan MSA 866-10YRF | BS EN 14604:2005 | -
Automatic Fire Alarm System | Smoke Detector | Garvan Enterprises Limited | Domestic Smoke Alarm | Garvan PRG166 | BS EN 14604:2005 | -
Automatic Fire Alarm System | Smoke Detector | Garvan Enterprises Limited | Domestic Smoke Alarm | Garvan PRG166RF | BS EN 14604:2005 | -
Automatic Fire Alarm System | Smoke Detector | Garvan Enterprises Limited | Domestic Smoke Alarm | GNS-2236 | BS EN 14604:2005 | -
Automatic Fire Alarm System | Smoke Detector | Garvan Enterprises Limited | Domestic Smoke Alarm | GNS-2236RF | BS EN 14604:2005 | -
Automatic Fire Alarm System | Smoke Detector | Garvan Enterprises Limited | Domestic Smoke Alarm | GS-610RF | BS EN 14604:2005 | -
Automatic Fire Alarm System | Smoke Detector | Garvan Enterprises Limited | Domestic Smoke Alarms | GTA-269 | BS EN 14604:2005 | -
Automatic Fire Alarm System | Smoke Detector | Garvan Enterprises Limited | Domestic Smoke Alarm | Mini-866/10Y | BS EN 14604:2005+AC:2008 | -
Automatic Fire Alarm System | Smoke Detector | Garvan Enterprises Limited | Domestic Smoke Alarms | MSA-866 | BS EN 14604:2005 | -
Automatic Fire Alarm System | Smoke Detector | Garvan Enterprises Limited | Domestic Smoke Alarms | MTS-166/9V | BS EN 14604:2005 | -
Automatic Fire Alarm System | Smoke Detector | Garvan Enterprises Limited | Domestic Smoke Alarms | MTS-166RF | BS EN 14604:2005 | -
Automatic Fire Alarm System | Smoke Detector | Geamatic AB of Sweden | Duct Smoke Detector | Geamatic SDS 300A | NBTC | -
Automatic Fire Alarm System | Smoke Detector | Gent | Ionization Smoke Detector | 7201-01 |  | -
Automatic Fire Alarm System | Smoke Detector | Gent | Ionization Smoke Detector | 7201-31 | FOC | -
Automatic Fire Alarm System | Smoke Detector | Gent | Optical Smoke Detector | 7292-06 |  | -
Automatic Fire Alarm System | Smoke Detector | Gent Ltd. | Ionization Smoke Detector | 17630-01 | LPC | -
Automatic Fire Alarm System | Smoke Detector | Gent Ltd. | Photoelectric Smoke Detector | 17640-01 | LPC | -
Automatic Fire Alarm System | Smoke Detector | Gentex Corp. | Photoelectric Single and Multiple Station Smoke Detector | 7100 | UL 217 | -
Automatic Fire Alarm System | Smoke Detector | Gentex Corp. | Photoelectric Smoke Detector | 8100 | UL 268 | -
Automatic Fire Alarm System | Smoke Detector | Gentex Corp. | Photoelectric Smoke Detector | 8103 | UL 268 | -
Automatic Fire Alarm System | Smoke Detector | Gentex Corp. | Photoelectric Smoke Detector | 8240 | UL 268 | -
Automatic Fire Alarm System | Smoke Detector | Gentex Corp. | Photoelectric Smoke Detector | 8243 | UL 268 | -
Automatic Fire Alarm System | Smoke Detector | Gentex Corp. | Photoelectric Single and Multiple Sation Smoke Detector | 9120 | UL 217 | -
Automatic Fire Alarm System | Smoke Detector | Gentex Corp. | Single and Multiple Station Smoke Alarm | 9220 | UL 217 | -
Automatic Fire Alarm System | Smoke Detector | Gentex Corp. | Photoelectric Single and Multiple Station Smoke Detector | 7100CC | UL 217 | -
Automatic Fire Alarm System | Smoke Detector | Gentex Corp. | Photoelectric Single and Multiple Station Smoke Detector | 7100F | UL 217 | -
Automatic Fire Alarm System | Smoke Detector | Gentex Corp. | Photoelectric Single and Multiple Station Smoke Detector | 7100H | UL 217 | -
Automatic Fire Alarm System | Smoke Detector | Gentex Corp. | Photoelectric Single and Multiple Station Smoke Detector | 7100HCC | UL 217 | -
Automatic Fire Alarm System | Smoke Detector | Gentex Corp. | Photoelectric Single and Multiple Station Smoke Detector | 7100HF | UL 217 | -
Automatic Fire Alarm System | Smoke Detector | Gentex Corp. | Photoelectric Single and Multiple Station Smoke Detector | 7100T | UL 217 | -
Automatic Fire Alarm System | Smoke Detector | Gentex Corp. | Photoelectric Single and Multiple Station Smoke Detector | 7100TCC | UL 217 | -
Automatic Fire Alarm System | Smoke Detector | Gentex Corp. | Photoelectric Single and Multiple Station Smoke Detector | 7100TF | UL 217 | -
Automatic Fire Alarm System | Smoke Detector | Gentex Corp. | Photoelectric Single and Multiple Sation Smoke Detector | 7109CS-C | UL 217 | -
Automatic Fire Alarm System | Smoke Detector | Gentex Corp. | Photoelectric Single and Multiple Sation Smoke Detector | 7109CS-W | UL 217 | -
Automatic Fire Alarm System | Smoke Detector | Gentex Corp. | Photoelectric Single and Multiple Sation Smoke Detector | 7109LW | UL 217 | -
Automatic Fire Alarm System | Smoke Detector | Gentex Corp. | Photoelectric Single and Multiple Sation Smoke Detector | 7139CS | UL 217 | -
Automatic Fire Alarm System | Smoke Detector | Gentex Corp. | Photoelectric Single and Multiple Sation Smoke Detector | 7139CS-C | UL 217 | -
Automatic Fire Alarm System | Smoke Detector | Gentex Corp. | Photoelectric Single and Multiple Sation Smoke Detector | 7139CS-W | UL 217 | -
Automatic Fire Alarm System | Smoke Detector | Gentex Corp. | Photoelectric Single and Multiple Sation Smoke Detector | 7139LS | UL 217 | -
Automatic Fire Alarm System | Smoke Detector | Gentex Corp. | Photoelectric Single and Multiple Sation Smoke Detector | 9120F | UL 217 | -
Automatic Fire Alarm System | Smoke Detector | Gentex Corp. | Photoelectric Single and Multiple Sation Smoke Detector | 9120H | UL 217 | -
Automatic Fire Alarm System | Smoke Detector | Gentex Corp. | Photoelectric Single and Multiple Sation Smoke Detector | 9120HF | UL 217 | -
Automatic Fire Alarm System | Smoke Detector | Gentex Corp. | Photoelectric Single and Multiple Sation Smoke Detector | 9120T | UL 217 | -
Automatic Fire Alarm System | Smoke Detector | Gentex Corp. | Photoelectric Single and Multiple Sation Smoke Detector | 9120TF | UL 217 | -
Automatic Fire Alarm System | Smoke Detector | Gentex Corp. | Single and Multiple Station Smoke Alarm | 9220F | UL 217 | -
Automatic Fire Alarm System | Smoke Detector | Gentex Corp. | Single and Multiple Station Smoke Alarm | 9220H | UL 217 | -
Automatic Fire Alarm System | Smoke Detector | Gentex Corp. | Single and Multiple Station Smoke Alarm | 9220HF | UL 217 | -
Automatic Fire Alarm System | Smoke Detector | Gentex Corp. | Single and Multiple Station Smoke Alarm | 9220T | UL 217 | -
Automatic Fire Alarm System | Smoke Detector | Gentex Corp. | Single and Multiple Station Smoke Alarm | 9220TF | UL 217 | -
Automatic Fire Alarm System | Smoke Detector | Global System Technology PLC | Conventional photoelectric smoke detector | C-9102 | EN 54-7: 2000 | -
Automatic Fire Alarm System | Smoke Detector | Global System Technology PLC | Intelligent analogue addressable photoelectric smoke detector | I-9102 | EN 54-7: 2000 | -
Automatic Fire Alarm System | Smoke Detector | GLT Exports Ltd. | Conventional Photoelectric Smoke Detector | Fyreye FEO2000 | EN 54 VII: 2000 | -
Automatic Fire Alarm System | Smoke Detector | GLT Exports Ltd. | Conventional ionization smoke detector | ZT 600 | LPC | -
Automatic Fire Alarm System | Smoke Detector | GLT Exports Ltd. | Conventional Photoelectric Smoke Detector | ZT601 | BS 5445 VII: 1984, EN 54 VII: 1982 | -
Automatic Fire Alarm System | Smoke Detector | GLT Exports Ltd. | Analogue Ionization Smoke Detector | ZTA600 | BS 5445 VII: 1984, EN 54 VII: 1982 | -
Automatic Fire Alarm System | Smoke Detector | GLT Exports Ltd. | Analogue Addressable Photoelectric Smoke Detector | ZTA601 | BS 5445 VII: 1984, EN 54 VII: 1982 | -
Automatic Fire Alarm System | Smoke Detector | Guardall Ltd. | Optical Beam Smoke Detector | BM5 | BS 5839 V: 1988, prEN XII | -
Automatic Fire Alarm System | Smoke Detector | Guardian Iberica | Ionic Detector | IG-50 | EN 54-7 VII | -
Automatic Fire Alarm System | Smoke Detector | Guardian Iberica | Ionic analog Detector | IG-50/A | EN 54-7 VII | -
Automatic Fire Alarm System | Smoke Detector | Gulf Security Technology Co Ltd. | Intelligent analogue addressable photoelectric smoke detector | JTY-GD-G3 | En 54-VII | -
Automatic Fire Alarm System | Smoke Detector | Gulf Security Technology Co Ltd. | Conventional photoelectric smoke detector | JTY-GF-GST104 | En 54-VII | -
Automatic Fire Alarm System | Smoke Detector | Hekatron GmbH | Smoke Switch | ORS 142 | prEN54 VII: 07/97 | -
Automatic Fire Alarm System | Smoke Detector | Hekatron GmbH | Non Addressable Scattered Light Smoke Detector | SSD 520 | DIN EN 54 VII: 09/89, VdS 2504 11/96 | -
Automatic Fire Alarm System | Smoke Detector | Hekatron GmbH | Discrete Addressable Scattered Light Smoke Detector | SSD 530 | DIN EN 54 VII: 09/89, VdS 2504 11/96 | -
Automatic Fire Alarm System | Smoke Detector | HEPTA Electronic Inc. | Smoke Detector | HEPTA 7804-101 | UL 217 | -
Automatic Fire Alarm System | Smoke Detector | Hittan Skiki | Ionization Smoke Detector | 2IC-LS | BS 5445 VII: 1984 | -
Automatic Fire Alarm System | Smoke Detector | Hochiki | Ionization Smoke Detector | SIF-24 |  | -
Automatic Fire Alarm System | Smoke Detector | HOCHIKI | Smoke-Automatic Fire Detector | SIF-24F |  | -
Automatic Fire Alarm System | Smoke Detector | Hochiki | Ionization Smoke Detector | SIF-E |  | -
Automatic Fire Alarm System | Smoke Detector | Hochiki | Smoke Detector | SLE-E |  | -
Automatic Fire Alarm System | Smoke Detector | Hochiki | Photoelectric Smoke Detector | SLG-E |  | -
Automatic Fire Alarm System | Smoke Detector | HOCHIKI | Smoke Detector | SLK-E |  | -
Automatic Fire Alarm System | Smoke Detector | Hochiki Co | Analogue Photoelectric Smoke Detector | ALB-E | SSL | -
Automatic Fire Alarm System | Smoke Detector | Hochiki Corp. | Analogue addressable multisensor detector | ACA-E | EN 54 VII: 2000, EN 54 V: 2000 | -
Automatic Fire Alarm System | Smoke Detector | Hochiki Corp. | Conventional Photoelectric Smoke Detector | SLV-E (J) | BS EN 54-7: 2001 | -
Automatic Fire Alarm System | Smoke Detector | Hochiki Corp. Ltd. | Analogue Addressable Ionization Smoke Sensor | AIE-E | BS 5445 VII: 1984, EN 54 VII: 1982, EFSG/F/95/005: 1995 (Clause 2.12, '2.2, 2.5.2, '3.2, '3.3, 3.4, 3.5) | -
Automatic Fire Alarm System | Smoke Detector | Hochiki Corp. Ltd. | Analogue Photoelectric Smoke Sensor | ALG-E | BS 5445 VII: 1984, EN 54 VII: 1982 | -
Automatic Fire Alarm System | Smoke Detector | Hochiki Corp. Ltd. | Duct Sampling Smoke Detector | SDB-A100 |  | -
Automatic Fire Alarm System | Smoke Detector | Hochiki Corp. Ltd. | Ionization Smoke Detector | SIH-E | LPC | -
Automatic Fire Alarm System | Smoke Detector | Hochiki Corp. Ltd. | Conventional Ionization Smoke Detector | SIJ-E | BS 5445 VII: 1984, EN 54 VII: 1982, EGSG/F/95/005: 1995 | -
Automatic Fire Alarm System | Smoke Detector | Hochiki Corp. Ltd. | Conventional Photoelectric Smoke Detector | SLR-E | BS 5445 VII: 1984, EN 54 VII: 1982 | -
Automatic Fire Alarm System | Smoke Detector | Hochiki Corp. Ltd. | Conventional Optical Smoke Detector | SLR-E(J) | BS5445 VII: 1984, EN 54 VII: 1982 | -
Automatic Fire Alarm System | Smoke Detector | Hochiki Corp. Ltd. | Optical Beam Smoke Detector | SPB-E | BS: 5839 V | -
Automatic Fire Alarm System | Smoke Detector | Hochiki Corp. Ltd. | Optical Beam Smoke Detector | SPB-ET | BS 5839 V | -
Automatic Fire Alarm System | Smoke Detector | Hochiki Corportation | Reflective Optical Beam Smoke Detector | SRA-ET | BS5839 V: 1988, prEN54 pt 12 E | -
Automatic Fire Alarm System | Smoke Detector | Hochiki Europe (UK) Ltd. | Conventional Photoelectric Smoke Detector | SLR-E | BS 5445 VII: 1984, EN 54 VII: 1982 | -
Automatic Fire Alarm System | Smoke Detector | Hochiki Europe (UK) Ltd. | Conventional Photoelectric Smoke Detector | SLR-E3 | BS EN 54-7: 2001 | -
Automatic Fire Alarm System | Smoke Detector | Hochiki Europe (UK) Ltd. | Conventional Photoelectric Smoke Detector | SLR-E-IS | BS 5445 VII: 1984, EN 54 VII: 1982, EN 50014: 1977+A1 to A5, EN 50020: 1997+A1 to A5, EN 50039: 1980 | -
Automatic Fire Alarm System | Smoke Detector | Honeywell Control System Ltd. | Intrinsically safe analogue addressable photoelectric smoke detector | TC842B1007 | EN 54 VII: 2000, EN 50039: 1980 | -
Automatic Fire Alarm System | Smoke Detector | Honeywell Inc. | FS90 Plus/ FS90 Fire Control Unit - Duct Smoke Detector | 14506873 | UL | -
Automatic Fire Alarm System | Smoke Detector | Honeywell Inc. | Smoke-automatic Fire detector for duct application | SIGA-DH | UL 268A | -
Automatic Fire Alarm System | Smoke Detector | Honeywell Inc. | Smoke Detectors, Photoelectric | TC804C-1001 | UL | -
Automatic Fire Alarm System | Smoke Detector | Honeywell Inc. | Smoke Detectors, Photoelectric | TC804C-1019 | UL | -
Automatic Fire Alarm System | Smoke Detector | Honeywell Inc. | Smoke Detector, Ionization | TC805C-1000 | UL | -
Automatic Fire Alarm System | Smoke Detector | Honeywell Inc. | FS90 Plus/ FS90 Fire Control Unit - Photoelectric Smoke Detector | TC806A1037 | UL | -
Automatic Fire Alarm System | Smoke Detector | Honeywell Inc. | FS90 Plus/ FS90 Fire Control Unit - Photoelectric Smoke Detector | TC806A1045 | UL | -
Automatic Fire Alarm System | Smoke Detector | Honeywell Inc. | FS90 Plus/ FS90 Fire Control Unit - Ionization Smoke Detector | TC807A1036 | UL | -
Automatic Fire Alarm System | Smoke Detector | Honeywell International Inc. | Projected beam smoke detector | BEAM1224 | UL 268 | -
Automatic Fire Alarm System | Smoke Detector | Honeywell International Inc. | Projected beam smoke detector | BEAM1224S | UL 268 | -
Automatic Fire Alarm System | Smoke Detector | Honeywell International Inc. | Projected beam smoke detector | BEAM200 | UL 268 | -
Automatic Fire Alarm System | Smoke Detector | Honeywell International Inc. | Projected beam smoke detector | BEAM200S | UL 268 | -
Automatic Fire Alarm System | Smoke Detector | Honeywell International Inc. | Projected beam smoke detector | FSB-200 | UL 268 | -
Automatic Fire Alarm System | Smoke Detector | Honeywell International Inc. | Projected beam smoke detector | FSB-200A | UL 268 | -
Automatic Fire Alarm System | Smoke Detector | Honeywell International Inc. | Projected beam smoke detector | FSB-200S | UL 268 | -
Automatic Fire Alarm System | Smoke Detector | Honeywell International Inc. | Projected beam smoke detector | FSB-200SA | UL 268 | -
Automatic Fire Alarm System | Smoke Detector | Honeywell International Inc. | Smoke Detector, Conventional Photoelectric Type | TC 804D-1009 | UL 268 | -
Automatic Fire Alarm System | Smoke Detector | Horing Lih Industrial Co Ltd. | Conveional photoelectric smoke detector (2 wire) | AH-0311-2 | EN 54 VII: 2000 | -
Automatic Fire Alarm System | Smoke Detector | Horing Lih Industrial Co Ltd. | Conventional photoelectric smoke detector | AH-0311-3 | EN 54 VII: 2000 | -
Automatic Fire Alarm System | Smoke Detector | Horing Lih Industrial Co Ltd. | Conveional photoelectric smoke detector (4 wire) | AH-0311-4 | EN 54 VII: 2000 | -
Automatic Fire Alarm System | Smoke Detector | Horing Lih Industrial Co Ltd. | Conveional photoelectric smoke detector | AHS-871 | prEN 54-7: 2000 | -
Automatic Fire Alarm System | Smoke Detector | IAS | Conventional Ionization Smoke Detector | IASCI | BS 5445 VII: 1984, EN 54 VII: 1982 | -
Automatic Fire Alarm System | Smoke Detector | IAS | Conventional Photoelectric Smoke Detector | IASCO | BS 5445 VII: 1984, EN 54 VII: 1982 | -
Automatic Fire Alarm System | Smoke Detector | Icam Ltd. | Aspirating Smoke detector, air sampling, laser | Icam E-1 | UL 268 | -
Automatic Fire Alarm System | Smoke Detector | Icam Ltd. | Aspirating Smoke detector, air sampling, laser | Icam E-15 | UL 268 | -
Automatic Fire Alarm System | Smoke Detector | Icam Ltd. | Aspirating Smoke detector, air sampling, laser | Icam E-4 | UL 268 | -
Automatic Fire Alarm System | Smoke Detector | Icam Ltd. | Aspirating Smoke detector, air sampling, laser | Icam E-6 | UL 268 | -
Automatic Fire Alarm System | Smoke Detector | Icam Ltd. | Aspirating Smoke detector, air sampling, laser | Icam E-8 | UL 268 | -
Automatic Fire Alarm System | Smoke Detector | Icam Ltd. | Aspirating Smoke detector, air sampling, laser | PICO | UL 268 | -
Automatic Fire Alarm System | Smoke Detector | IEI (Aust) Pty Ltd. | Air Sampling Type Smoke Detector | E 70D Vesda TM | SSL | -
Automatic Fire Alarm System | Smoke Detector | IEI (Aust) Pty Ltd. | Smoke Detection System | Vesda Scanner | SSL | -
Automatic Fire Alarm System | Smoke Detector | Inertiaguard Corp. Electronic Sensing Equipment Sylmar | Smoke automatic fire detector | Fireay 1400 Type 127 | UL | -
Automatic Fire Alarm System | Smoke Detector | Inertiaguard Corp. Electronic Sensing Equipment Sylmar | Smoke automatic fire detector | Fireay 1401 Type 127 | UL | -
Automatic Fire Alarm System | Smoke Detector | Interlogix BV | Smoke Detector | DP721 | EN 54 I: 1996, prEN 54 VII+A3: 04-1997 | -
Automatic Fire Alarm System | Smoke Detector | Interlogix BV | Smoke Detector | DP7211 | EN 54 I: 1996, prEN 54 VII+A3: 04-1997 | -
Automatic Fire Alarm System | Smoke Detector | Interlogix BV | Smoke Detector | DP721R | EN 54 I: 1996, prEN 54 VII+A3: 04-1997 | -
Automatic Fire Alarm System | Smoke Detector | Interlogix BV | Multi-sensor (Smoke and Heat) Detector | DP721RT | EN 54 I: 1996, prEN 54 VII+A3: 04-1997 | -
Automatic Fire Alarm System | Smoke Detector | Interlogix BV | Multi-sensor (Smoke and Heat) Detector | DP721T | EN 54 I: 1996, prEN 54 VII+A3: 04-1997 | -
Automatic Fire Alarm System | Smoke Detector | Interstate Engineering | Smoke Detector | 8-17 |  | -
Automatic Fire Alarm System | Smoke Detector | Interstate Engineering | Smoke Detector | 8-17 |  | -
Automatic Fire Alarm System | Smoke Detector | Invensys MC Controls De Mexico | Photoelectric Smoke Detector | PDAC240 | prEN 14604 03/03 | -
Automatic Fire Alarm System | Smoke Detector | James Stuart | Smoke Detector | GD22 |  | -
Automatic Fire Alarm System | Smoke Detector | James Stuart (London) and Co Ltd. | Ionization Smoke Detector | GD 22 | FIRTO | -
Automatic Fire Alarm System | Smoke Detector | Johnson Control Inc. | Duct Smoke Detector | DH500J | UL | -
Automatic Fire Alarm System | Smoke Detector | Johnson Controls Inc. | Smoke Detector | 1251J | UL | -
Automatic Fire Alarm System | Smoke Detector | Johnson Controls Inc. | Smoke Detecor (Ionization) | 1951J | UL 268 IV | -
Automatic Fire Alarm System | Smoke Detector | Johnson Controls Inc. | Smoke Detector | 2251J | UL | -
Automatic Fire Alarm System | Smoke Detector | Johnson Controls Inc. | Smoke Detector (Photoelectric) | 2351TMJ | UL 268 | -
Automatic Fire Alarm System | Smoke Detector | Johnson Controls Inc. | Addressable Intelligent Laser Photoelectric Smoke Detector | 7251J | UL 268 | -
Automatic Fire Alarm System | Smoke Detector | Johnson Controls Inc. | Smoke Detector | 7351J | UL 268 IV | -
Automatic Fire Alarm System | Smoke Detector | Johnson Controls Inc. | Smoke Detector (Photoelectric) | FTX-P1J | UL 268 | -
Automatic Fire Alarm System | Smoke Detector | Johnson Controls Inc. | Smoke Detector (Photoelectric) | FTX-P2J | UL 268 | -
Automatic Fire Alarm System | Smoke Detector | Kidde Fenwal Inc. | Intelligent ionization type Smoke Detector | CPD-7052 | UL 268 | -
Automatic Fire Alarm System | Smoke Detector | Kidde Fenwal Inc. | Intelligent photoelectric type Smoke Detector | PSD-7152 | UL 268 | -
Automatic Fire Alarm System | Smoke Detector | Kidde Fire Protection Ltd. | Ionization Smoke Detector | 23900-K031 | LPC 62449/1.3 | -
Automatic Fire Alarm System | Smoke Detector | Kidde Fire Protection Ltd. | Integrating Ionization Smoke Detector | 23900-K032 | LPC 62449/1.3 | -
Automatic Fire Alarm System | Smoke Detector | Kidde Fire Protection Ltd. | Photoelectric Smoke Detector | 23900-K034 | LPC 62449/1.3 | -
Automatic Fire Alarm System | Smoke Detector | Kidde Fire Protection Ltd. | Analogue Isnization Smoke Detector | 23900-K040 | LPC 62449/1.3 | -
Automatic Fire Alarm System | Smoke Detector | Kidde Fire Protection Ltd. | Analogue Optical Smoke Detector | 23900-K041 | LPC 62449/1.3 | -
Automatic Fire Alarm System | Smoke Detector | Kidde Fire Protection Ltd. | high Sensitivity Aspirating Smoke Detector | Hart XL | CEA 4022: 1999-12(en) | -
Automatic Fire Alarm System | Smoke Detector | Kidde Frnetics Ltd. | Photoelectric Smoke Alarms | 223/9I | BS 5446 I: 2000 | -
Automatic Fire Alarm System | Smoke Detector | Kidde Frnetics Ltd. | Photoelectric Smoke Alarms | 223/9ILL | BS 5446 I: 2000 | -
Automatic Fire Alarm System | Smoke Detector | Kidde Frnetics Ltd. | Photoelectric Smoke Alarms | 223/I | BS 5446 I: 2000 | -
Automatic Fire Alarm System | Smoke Detector | Kidde Fyrnetics (Hong Kong) Ltd. | Mains Iperated Photoelectric Smoke Alarm | 223/9HI | BS 5446 I: 2000 | -
Automatic Fire Alarm System | Smoke Detector | Kidde Fyrnetics (Hong Kong) Ltd. | Mains Iperated Photoelectric Smoke Alarm | 223/9HILL | BS 5446 I: 2000 | -
Automatic Fire Alarm System | Smoke Detector | Kidde Hartnell Ltd. | High Sensitivity Aspirating Smoke Detector | Hart | LPC | -
Automatic Fire Alarm System | Smoke Detector | Kidde Hartnell Ltd. | Smoke Detector | High Sensitivity Smoke Detector |  | -
Automatic Fire Alarm System | Smoke Detector | Kidde-Fenwal | Smoke Automatic Fire Detector for Duct Application | DH-2000 | UL268A | -
Automatic Fire Alarm System | Smoke Detector | Kidde-Fenwal | Smoke Automatic Fire Detector for Duct Application | DH-2000CPDI | UL268A | -
Automatic Fire Alarm System | Smoke Detector | Kidde-Fenwal | Smoke Automatic Fire Detector for Duct Application | DH-2000PSDI | UL268A | -
Automatic Fire Alarm System | Smoke Detector | Kidde-Fenwal | Smoke Automatic Fire Detector for Duct Application | DH-60 | UL268A | -
Automatic Fire Alarm System | Smoke Detector | Kidde-Fenwal | Smoke Automatic Fire Detector for Duct Application | DH-60(2W) | UL268A | -
Automatic Fire Alarm System | Smoke Detector | Kidde-Fenwal | Smoke Detector | orion XT | UL 268 IV | -
Automatic Fire Alarm System | Smoke Detector | Kidde-Fenwal Inc. | Ionization Smoke Detector | CPD 7051 | UL | -
Automatic Fire Alarm System | Smoke Detector | Kidde-Fenwal Inc. | Ionization Smoke Detector | CPD-7054 | UL 268, UL 268A | -
Automatic Fire Alarm System | Smoke Detector | Kidde-Fenwal Inc. | Ionization Smoke Detector | CPD-7054D | UL 268, UL 268A | -
Automatic Fire Alarm System | Smoke Detector | Kidde-Fenwal Inc. | Photoelectric Smoke Detector | PSD-7155 | UL | -
Automatic Fire Alarm System | Smoke Detector | Kidde-Fenwal Inc. | Photoelectric Smoke Detector | PSD-7156 | UL | -
Automatic Fire Alarm System | Smoke Detector | Kidde-Fenwal Inc. | Photoelectric Smoke Detector | PSD-7157 | UL 268, UL 268A | -
Automatic Fire Alarm System | Smoke Detector | Kidde-Fenwal Inc. | Photoelectric Smoke Detector | PSD-7157D | UL 268, UL 268A | -
Automatic Fire Alarm System | Smoke Detector | Kidde-Fenwal Inc. | Smoke Detection Analyser | SENSA HSSD Analyser | SSL | -
Automatic Fire Alarm System | Smoke Detector | Kidde-Fenwal Inc. | Smoke Detection Analyser | SENSA HSSD Analyser | SSL | -
Automatic Fire Alarm System | Smoke Detector | Kidde-Fenwal Inc. | HSSD AnaLASER |  | FMRC | -
Automatic Fire Alarm System | Smoke Detector | Kidde-Fenwal, Inc. | Smoke Detector | AnaLASER II | 3230-3250 | -
Automatic Fire Alarm System | Smoke Detector | Kidde-Graviner | Linear Heat Alarm Interface Unit | 73-117068-046 | FMRC 3210 | -
Automatic Fire Alarm System | Smoke Detector | Kilsen S.A. | Ionization Smoke Detector | KL 300 | LPC | -
Automatic Fire Alarm System | Smoke Detector | Kilsen S.A. | Conventional ionization smoke detector | KL 700 | BS 5445 VII: 1984, EN 54 VII: 1982 | -
Automatic Fire Alarm System | Smoke Detector | Kilsen S.A. | Conventional Photoelectric Smoke Detector | KL 730 | BS 5445 VII: 1984, EN 54 VII: 1982 | -
Automatic Fire Alarm System | Smoke Detector | Landis & Gyr Powers, Inc. | Smoke Control System | System 600 APOGEE |  | -
Automatic Fire Alarm System | Smoke Detector | Landis & Gyr Powers, Inc. | Smoke Control System | Systen 600 | UL 864 | -
Automatic Fire Alarm System | Smoke Detector | Majima of Japan | Smoke Detector | Diamon-301 |  | -
Automatic Fire Alarm System | Smoke Detector | Maple Chase Co | Smoke Detector | Firex Art. 4908 | prEN ISO 12239 (04/95), VdS 2344 (02/99) | -
Automatic Fire Alarm System | Smoke Detector | Matsushita | Smoke Detector (Fixed Level Type) | BV4542911 |  | -
Automatic Fire Alarm System | Smoke Detector | Matsushita | Smoke Detector (Fixed Level Type) | BV4542911 |  | -
Automatic Fire Alarm System | Smoke Detector | Matsushita Electric Works Ltd. | Photoelectric Smoke Detector | BV4536911 | EN 54 VII, IX, prEn 54-7 | -
Automatic Fire Alarm System | Smoke Detector | Matsushita Electric Works Ltd. | Optical Detector | BVR4580911 | EN 54 VII, IX | -
Automatic Fire Alarm System | Smoke Detector | Matsushita Electric Works Ltd. | Optical Smoke Detector | BVS4541911 | EN 54 VII, IX: 1982, SKAFOR/DK 232 Pt. 023, 030 | -
Automatic Fire Alarm System | Smoke Detector | Matsushita Electric Works Ltd. | Ionization Smoke Detector |  | EN 54 VII, IX: 1982, SKAFOR/DK 232 Pt. 023, 030 | -
Automatic Fire Alarm System | Smoke Detector | Mircom Technologies Ltd. | Ionization Smoke Detector | MIX-1251B | UL 268 IV | -
Automatic Fire Alarm System | Smoke Detector | Mircom Technologies Ltd. | Photoelectirc type Smoke Detector | MIX-2251B | UL 268 IV | -
Automatic Fire Alarm System | Smoke Detector | Mircom Technologies Ltd. | Photoelectirc type Smoke Detector | MIX-2251TB | UL 268 IV | -
Automatic Fire Alarm System | Smoke Detector | Mircom Technologies Ltd. | Photoelectirc type Smoke Detector | MIX-2251TMB | UL 268 IV | -
Automatic Fire Alarm System | Smoke Detector | Mirtone Industries Ltd. | Smoke Automatic Fire Detector | 73450A |  | -
Automatic Fire Alarm System | Smoke Detector | Mirtone, unit of General Signal Ltd. | Smoke Detector_Accessories - surface trim ring for 73494 | 6252 | ULC | -
Automatic Fire Alarm System | Smoke Detector | Mirtone, unit of General Signal Ltd. | Smoke Detector_Accessories - decorative trim skirt | 6253 | ULC | -
Automatic Fire Alarm System | Smoke Detector | Mirtone, unit of General Signal Ltd. | Smoke Detector_Accessories - Base | 73486 | ULC | -
Automatic Fire Alarm System | Smoke Detector | Mirtone, unit of General Signal Ltd. | Smoke Detector_Accessories - Base | 73487 | ULC | -
Automatic Fire Alarm System | Smoke Detector | Mirtone, unit of General Signal Ltd. | Ionization Smoke Detector | 73494 | ULC | -
Automatic Fire Alarm System | Smoke Detector | Mirtone, unit of General Signal Ltd. | Ionization Smoke Detector | 73495 | ULC | -
Automatic Fire Alarm System | Smoke Detector | Mirtone, unit of General Signal Ltd. | Photoelectric Smoke Detector | 73575 | UL | -
Automatic Fire Alarm System | Smoke Detector | Mirtone, unit of General Signal Ltd. | Photoelectric Smoke Detector with heat detector | 73576 | UL | -
Automatic Fire Alarm System | Smoke Detector | Mirtone, unit of General Signal Ltd. | Photoelectric Smoke Detector | 73594 | UL | -
Automatic Fire Alarm System | Smoke Detector | Mirtone, unit of General Signal Ltd. | Photoelectric Smoke Detector | 73595 | UL | -
Automatic Fire Alarm System | Smoke Detector | Mirtone, unit of General Signal Ltd. | Photoelectric Smoke Detector with heat detector | 73596 | UL | -
Automatic Fire Alarm System | Smoke Detector | Mirtone, unit of General Signal Ltd. | Smoke Detector_Accessories - remote smoke alarm indicator | 73611 | ULC | -
Automatic Fire Alarm System | Smoke Detector | National | Photoelectric Smoke Detector | BV 4544911 |  | -
Automatic Fire Alarm System | Smoke Detector | NITTAN | Ionization Smoke Detector | 21A |  | -
Automatic Fire Alarm System | Smoke Detector | NITTAN | Ionization Smoke Detector | 21A |  | -
Automatic Fire Alarm System | Smoke Detector | NITTAN | Ionization Smoke Detector | 31A-LS | FOC | -
Automatic Fire Alarm System | Smoke Detector | Nittan (Japan) Ltd. | Photoelectric Smoke Detector | 2KH1-LS | BS 5445 VII: 1984 | -
Automatic Fire Alarm System | Smoke Detector | Nittan (UK) Ltd. | Conventional photoelectric smoke detector | EVC-P | BS EN 54 VII: 2001 | -
Automatic Fire Alarm System | Smoke Detector | Nittan (UK) Ltd. | Analogue addressable double optical smoke detector | EV-DP | BS EN 54-VII: 2001 | -
Automatic Fire Alarm System | Smoke Detector | Nittan (UK) Ltd. | Analogue addressable photoelectric smoke detector | EV-P | EN 54-VII: 2000 | -
Automatic Fire Alarm System | Smoke Detector | Nittan (UK) Ltd. | Conventional Ionization Smoke Detector | ST-I | BS 5445 VII: 1984, EN 54 VII: 1982 | -
Automatic Fire Alarm System | Smoke Detector | Nittan (UK) Ltd. | Analogue Addressable Ionization Smoke Sensor | ST-I-AS | BS 5445 VII: 1984, EN 54 VII: 1982 | -
Automatic Fire Alarm System | Smoke Detector | Nittan (UK) Ltd. | Conventional Photoelectric Smoke Detector | ST-P | BS 5445 VII: 1984, EN 54 VII: 1982 | -
Automatic Fire Alarm System | Smoke Detector | Nittan (UK) Ltd. | Analogue addressable photoelectric smoke detector | ST-P-AS | BS 5445 VII: 1984, EN 54 VII: 1982 | -
Automatic Fire Alarm System | Smoke Detector | Nittan (UK) Ltd. | Dual Alarm Conventional Optical Smoke Detector | ST-P-DA | BS 5445 VII: 1984, EN 54 VII: 1982+A1 | -
Automatic Fire Alarm System | Smoke Detector | Nittan U.K. Ltd. | Smoke Detector Base | 2IC 4T | LPC | -
Automatic Fire Alarm System | Smoke Detector | Nittan U.K. Ltd. | Smoke Sensor Base | 2KC-AS-2LR | LPC | -
Automatic Fire Alarm System | Smoke Detector | Nittan U.K. Ltd. | Smoke Detector Base | 2KH 4T | LPC | -
Automatic Fire Alarm System | Smoke Detector | Nittan U.K. Ltd. | Smoke Detector Base | 58-AS-2LR | LPC | -
Automatic Fire Alarm System | Smoke Detector | No Climb Products Ltd. | Smoke Automatic Fire Detector accessories | TruTest Smoke aerosol generator | UL 2129, UL 711 | -
Automatic Fire Alarm System | Smoke Detector | Nohmi Bosai Kogyo Co Ltd. | Photoelectric Smoke Detector | FDK126 |  | -
Automatic Fire Alarm System | Smoke Detector | Nohmi Bosai Kogyo Co Ltd. | Photoelectric Smoke Detector | FDK126-C |  | -
Automatic Fire Alarm System | Smoke Detector | Nohmi Bosai Kogyo Co Ltd. | Photoelectric Smoke Detector | FDK166 |  | -
Automatic Fire Alarm System | Smoke Detector | Nohmi Bosai Kogyo Co Ltd. | Photoelectric Smoke Detector | FDK166-C |  | -
Automatic Fire Alarm System | Smoke Detector | Nohmi Bosai Kogyo Co Ltd. | Photoelectric Smoke Detector | FDK226 |  | -
Automatic Fire Alarm System | Smoke Detector | Nohmi Bosai Kogyo Co Ltd. | Photoelectric Smoke Detector | FDK226-C |  | -
Automatic Fire Alarm System | Smoke Detector | Nohmi Bosai Kogyo Co Ltd. | Photoelectric Smoke Detector | FDK226-CS |  | -
Automatic Fire Alarm System | Smoke Detector | Nohmi Bosai Kogyo Co Ltd. | Photoelectric Smoke Detector | FDK226-CX |  | -
Automatic Fire Alarm System | Smoke Detector | Nohmi Bosai Kogyo Co Ltd. | Photoelectric Smoke Detector | FDK226-S |  | -
Automatic Fire Alarm System | Smoke Detector | Nohmi Bosai Kogyo Co Ltd. | Photoelectric Smoke Detector | FDK226-X |  | -
Automatic Fire Alarm System | Smoke Detector | Nohmi Bosai Kogyo Co Ltd. | Photoelectric Smoke Detector | FDK266 |  | -
Automatic Fire Alarm System | Smoke Detector | Nohmi Bosai Kogyo Co Ltd. | Photoelectric Smoke Detector | FDK266-C |  | -
Automatic Fire Alarm System | Smoke Detector | Nohmi Bosai Kogyo Co Ltd. | Photoelectric Smoke Detector | FDK266-CS |  | -
Automatic Fire Alarm System | Smoke Detector | Nohmi Bosai Kogyo Co Ltd. | Photoelectric Smoke Detector | FDK266-CX |  | -
Automatic Fire Alarm System | Smoke Detector | Nohmi Bosai Kogyo Co Ltd. | Photoelectric Smoke Detector | FDK266-S |  | -
Automatic Fire Alarm System | Smoke Detector | Nohmi Bosai Kogyo Co Ltd. | Photoelectric Smoke Detector | FDK266-X |  | -
Automatic Fire Alarm System | Smoke Detector | Nohmi Bosai Kogyo Co Ltd. | Photoelectric Smoke Detector | FDK326 |  | -
Automatic Fire Alarm System | Smoke Detector | Nohmi Bosai Kogyo Co Ltd. | Photoelectric Smoke Detector | FDK326 |  | -
Automatic Fire Alarm System | Smoke Detector | Nohmi Bosai Kogyo Co Ltd. | Photoelectric Smoke Detector | FDK326-C |  | -
Automatic Fire Alarm System | Smoke Detector | Nohmi Bosai Kogyo Co Ltd. | Photoelectric Smoke Detector | FDK326-S |  | -
Automatic Fire Alarm System | Smoke Detector | Nohmi Bosai Kogyo Co Ltd. | Photoelectric Smoke Detector | FDK326-X |  | -
Automatic Fire Alarm System | Smoke Detector | Nohmi Bosai Kogyo Co Ltd. | Photoelectric Smoke Detector | FDK366-C |  | -
Automatic Fire Alarm System | Smoke Detector | Nohmi Bosai Kogyo Co Ltd. | Photoelectric Smoke Detector | FDK366-S |  | -
Automatic Fire Alarm System | Smoke Detector | Nohmi Bosai Kogyo Co Ltd. | Photoelectric Smoke Detector | FDK366-X |  | -
Automatic Fire Alarm System | Smoke Detector | Nohmi Bosai Kogyo Co Ltd. | Photoelectric Smoke Detector | FDS126 |  | -
Automatic Fire Alarm System | Smoke Detector | Nohmi Bosai Kogyo Co Ltd. | Photoelectric Smoke Detector | FDS166 |  | -
Automatic Fire Alarm System | Smoke Detector | Nohmi Bosai Kogyo Co Ltd. | Photoelectric Smoke Detector | FDS226 |  | -
Automatic Fire Alarm System | Smoke Detector | Nohmi Bosai Kogyo Co Ltd. | Photoelectric Smoke Detector | FDS226-S |  | -
Automatic Fire Alarm System | Smoke Detector | Nohmi Bosai Kogyo Co Ltd. | Photoelectric Smoke Detector | FDS226-X |  | -
Automatic Fire Alarm System | Smoke Detector | Nohmi Bosai Kogyo Co Ltd. | Photoelectric Smoke Detector | FDS266 |  | -
Automatic Fire Alarm System | Smoke Detector | Nohmi Bosai Kogyo Co Ltd. | Photoelectric Smoke Detector | FDS266-S |  | -
Automatic Fire Alarm System | Smoke Detector | Nohmi Bosai Kogyo Co Ltd. | Photoelectric Smoke Detector | FDS266-X |  | -
Automatic Fire Alarm System | Smoke Detector | Nohmi Bosai Kogyo Co Ltd. | Photoelectric Smoke Detector | FDS326 |  | -
Automatic Fire Alarm System | Smoke Detector | Nohmi Bosai Kogyo Co Ltd. | Photoelectric Smoke Detector | FDS326-S |  | -
Automatic Fire Alarm System | Smoke Detector | Nohmi Bosai Kogyo Co Ltd. | Photoelectric Smoke Detector | FDS326-X |  | -
Automatic Fire Alarm System | Smoke Detector | Nohmi Bosai Kogyo Co Ltd. | Photoelectric Smoke Detector | FDS366 |  | -
Automatic Fire Alarm System | Smoke Detector | Nohmi Bosai Kogyo Co Ltd. | Photoelectric Smoke Detector | FDS366-S |  | -
Automatic Fire Alarm System | Smoke Detector | Nohmi Bosai Kogyo Co Ltd. | Photoelectric Smoke Detector | FDS366-X |  | -
Automatic Fire Alarm System | Smoke Detector | Nohmi Bosai Kogyo Co Ltd. | Transmitter Module | FRL014 |  | -
Automatic Fire Alarm System | Smoke Detector | Notifier UK Ltd. | Intrinsically safe analogue addressable photoelectric smoke detector | IDX-751 | EN 54 VII: 2000, EN 50039: 1980 | -
Automatic Fire Alarm System | Smoke Detector | Notifier, A Pittway Co | Smoke Detector (Ionization Type) | CP-651 | UL 268 | -
Automatic Fire Alarm System | Smoke Detector | Notifier, A Pittway Co | Automatic Smoke Detector for Duct Application | DHX-502 | UL268A, UL 94 | -
Automatic Fire Alarm System | Smoke Detector | Notifier, A Pittway Co | Smoke Detector (Photoelectric) | SD-651 | UL 268 | -
Automatic Fire Alarm System | Smoke Detector | Notifier, Div. of Pittway Corp. | Addressable Intelligent Laser Photoelectric Smoke Detector | LPX-751 | UL 268 | -
Automatic Fire Alarm System | Smoke Detector | Novar GmbH | Multi Sensor Smoke Detector | O2T-802374 | CEA 4021 06/99, DIN EN 54 V,VII: 03/01, VdS 2503, 2504: 12/96, prEN 54-17 09/02 | -
Automatic Fire Alarm System | Smoke Detector | Novar GmbH | Multi Sensor Smoke Detector | O2T-803374 | CEA 4021 06/99, DIN EN 54 V,VII: 03/01, VdS 2503, 2504: 12/96, prEN 54-17 09/02 | -
Automatic Fire Alarm System | Smoke Detector | Novar GmbH | Scattered Light Smoke Detector | O-802371 | DIN 54 VII 03/21, VdS 2504 12/96, prEN 54-17 09/02 | -
Automatic Fire Alarm System | Smoke Detector | Novar GmbH | Scattered Light Smoke Detector | O-803371 | DIN 54 VII 03/21, VdS 2504 12/96, prEN 54-17 09/02 | -
Automatic Fire Alarm System | Smoke Detector | OKI | Photoelectric Smoke Detector | SS-2KP |  | -
Automatic Fire Alarm System | Smoke Detector | OKI | Photoelectric Smoke Detector | SS-2N |  | -
Automatic Fire Alarm System | Smoke Detector | OKI | Photoelectric Smoke Detector | SS-3N |  | -
Automatic Fire Alarm System | Smoke Detector | OKI | Photoelectric Smoke Detector | SS-SK2 |  | -
Automatic Fire Alarm System | Smoke Detector | OKI | Smoke Detector | SS-SKP |  | -
Automatic Fire Alarm System | Smoke Detector | Photain | Point Type Smoke Detector | BRT 4Q2 | BSI 6596 | -
Automatic Fire Alarm System | Smoke Detector | Photain Control Plc. | Analogue Ionization Smoke Detector | ISDI94 | BS 5445 VII: 1984/EN 54: VII: 1982 | -
Automatic Fire Alarm System | Smoke Detector | Photain Control Plc. | Ionization Smoke Detector (Fixed Sensitivity) | ISDP2000 | BS 5445 VII: 1984, EN 54 VII: 1982 | -
Automatic Fire Alarm System | Smoke Detector | Photain Control Plc. | Analogue Addressable Photoelectric Smoke Sensor | PPDI2000 | BS 5445 VII: 1984, EN 54 VII: 1982 | -
Automatic Fire Alarm System | Smoke Detector | Photain Control Plc. | Optical Smoke Detector (Fixed Sensitivity) | PPDP2000 | BS 5445 VII: 1984, EN 54 VII: 1982 | -
Automatic Fire Alarm System | Smoke Detector | Photain Control Plc. | Analogue Ionization Smoke Detector |  | BS 5445 VIIL 1984, EN 54 VII: 1982 | -
Automatic Fire Alarm System | Smoke Detector | Photain Controls Ltd. | Ionization Smoke Detector | ISD-P91 | LPC | -
Automatic Fire Alarm System | Smoke Detector | Pittway Corp. | Duct Smoke Detector | DH500AC/DC | UL | -
Automatic Fire Alarm System | Smoke Detector | Pittway Corp., System Sensor | Conventional ionization smoke detector | 1151E | BS 5445 VII: 1984/EN 54 VII: 1982 | -
Automatic Fire Alarm System | Smoke Detector | Pittway Corp., System Sensor | Conventional Photoelectric Smoke Detector | 2151E | BS 5445 VII: 1984/EN 54 VII: 1982 | -
Automatic Fire Alarm System | Smoke Detector | Pittway Corp., System Sensor | Smoke Automatic Fire Detector for Duct Application | DH100ACDCI | UL 268A | -
Automatic Fire Alarm System | Smoke Detector | Pittway Corp., System Sensor | Photoelectric Duct Smoke Detector | DH100ACDCP | UL 268A | -
Automatic Fire Alarm System | Smoke Detector | Pittway Corp., System Sensor | Photoelectric Duct Smoke Detector | DH100P | UL 268A | -
Automatic Fire Alarm System | Smoke Detector | Pittway Corp., System Sensor, Div. of BRK Electronics | Automatic Smoke Detector for Duct Application | DH400 | UL 268A, UL 94 | -
Automatic Fire Alarm System | Smoke Detector | Pittway Corp., System Sensor, Div. of BRK Electronics | Automatic Smoke Detector for Duct Application | DH400ACDC | UL 268A, UL 94 | -
Automatic Fire Alarm System | Smoke Detector | Pittway Corp., System Sensor, Div. of BRK Electronics | Automatic Smoke Detector for Duct Application | DH400ACDCIHT | UL 268A, UL 94 | -
Automatic Fire Alarm System | Smoke Detector | Pittway Corp., System Sensor, Div. of BRK Electronics | Automatic Smoke Detector for Duct Application | DH400ACDCIR | UL 268A, UL 94 | -
Automatic Fire Alarm System | Smoke Detector | Pittway Corp., System Sensor, Div. of BRK Electronics | Automatic Smoke Detector for Duct Application | DH400ACDCP5V | UL 268A, UL 94 | -
Automatic Fire Alarm System | Smoke Detector | Pittway Corp., System Sensor, Div. of BRK Electronics | Automatic Smoke Detector for Duct Application | DH400REL | UL 268A, UL 94 | -
Automatic Fire Alarm System | Smoke Detector | Pittway Corp., System Sensor, Div. of BRK Electronics | Automatic Smoke Detector for Duct Application | DH500 | UL 268A, UL 94 | -
Automatic Fire Alarm System | Smoke Detector | Pittway Corp., System Sensor, Div. of BRK Electronics | Automatic Smoke Detector for Duct Application | DH500ACDC | UL 268A, UL 94 | -
Automatic Fire Alarm System | Smoke Detector | Pittway Technologica S.p.A. | Analogue Ionization Smoke Detector | 1251E | BS 5445 VII: 1984, EN 54 VII: 1982 | -
Automatic Fire Alarm System | Smoke Detector | Pittway Technologica S.p.A. | Analogue Photoelectric Smoke Sensor | 2251E | BS 5445 VII: 1984/EN 54 VII: 1982 | -
Automatic Fire Alarm System | Smoke Detector | Pittway Technologica SpA | Analogue Ionization Smoke Detector | 1251E | BS 5445 VII: 1984, EN 54 VII: 1982 | -
Automatic Fire Alarm System | Smoke Detector | Pittway Technologica SpA | Analogue Ionization Smoke Detector | 2251E | BS 5445 VII: 1984, EN 54 VII: 1982 | -
Automatic Fire Alarm System | Smoke Detector | Pittway Technologica SpA | Intrinsically safe analogue addressable photoelectric smoke detector | 2251EIS | EN 54 VII: 2000, EN 50039: 1980 | -
Automatic Fire Alarm System | Smoke Detector | Pittway Technologica SpA | Scattered Light Smoke Detector | 2251EM | DIN EN 54 VII: 03/01 | -
Automatic Fire Alarm System | Smoke Detector | Pittway Technologica SpA | Multisensor smoke detector | 2251TEM | CEA 4021-06/99, DIN EN54-5: 03/01, 54-7: 03/01 | -
Automatic Fire Alarm System | Smoke Detector | Pittway Technologies Spa | Ionization Smoke Detector | 1800EC | LPC | -
Automatic Fire Alarm System | Smoke Detector | Pittway Technologies SpA | Photoelectric Smoke Detector | 2351E/SD-851E | EN 54-VII: 2000 | -
Automatic Fire Alarm System | Smoke Detector | Pittway Technologies Spa | Photoelectric Smoke Detector | 2800EC | LPC | -
Automatic Fire Alarm System | Smoke Detector | Pittway Technologies SpA | Conventional low profile photoelectric smoke detector | ECO1003 | prEN54-7: 2/2000 | -
Automatic Fire Alarm System | Smoke Detector | Protec Fire Detection PLC | Conventional Ionization Smoke Detector | 3000/ION | prEB 54-7 A3 (01-04-97) E1 | -
Automatic Fire Alarm System | Smoke Detector | Protec Fire Detection PLC | Conventional Photoelectric Smoke Detector | 3000/OPT | prEN 54-7 A3 (01-04-97)E1 | -
Automatic Fire Alarm System | Smoke Detector | Protec Fire Detection PLC | Analogue Addressable Optical Smoke Detector | 6000/OP | EN 54 VII: 2000 | -
Automatic Fire Alarm System | Smoke Detector | Protec Fire Detection PLC | Analogue Addressable Thermally Enhanced Optical Smoke Detector | 6000/OPHT | EN 54 VII: 2000, CEA 4021 | -
Automatic Fire Alarm System | Smoke Detector | Protec Fire Detection PLC | Cirrus Hybrid Aspirating Smoke Detector | 61-986-H1 | EN 54-17:2005+AC:2007, EN 54-20:2006 | 2026-08-11
Automatic Fire Alarm System | Smoke Detector | Protec Fire Detection PLC | Cirrus Hybrid Aspirating Smoke Detector | 61-986-H2 | EN 54-17:2005+AC:2007, EN 54-20:2006 | 2026-08-11
Automatic Fire Alarm System | Smoke Detector | Protec Fire Detection PLC | Cirrus Hybrid Aspirating Smoke Detector | 61-986-H2S | EN 54-17:2005+AC:2007, EN 54-20:2006 | 2026-08-11
Automatic Fire Alarm System | Smoke Detector | Protec Fire Detection PLC | Cirrus Hybrid Aspirating Smoke Detector | 61-986-H3 | EN 54-17:2005+AC:2007, EN 54-20:2006 | 2026-08-11
Automatic Fire Alarm System | Smoke Detector | Protec Fire Detection PLC | Cirrus Hybrid Aspirating Smoke Detector | 61-986-H3S | EN 54-17:2005+AC:2007, EN 54-20:2006 | 2026-08-11
Automatic Fire Alarm System | Smoke Detector | Protec Fire Detection PLC | Cirrus Hybrid Aspirating Smoke Detector | 61-986-H4 | EN 54-17:2005+AC:2007, EN 54-20:2006 | 2026-08-11
Automatic Fire Alarm System | Smoke Detector | Protec Fire Detection PLC | Cirrus Hybrid Aspirating Smoke Detector | 61-986-H4S | EN 54-17:2005+AC:2007, EN 54-20:2006 | 2026-08-11
Automatic Fire Alarm System | Smoke Detector | Protec Fire Detection PLC | Incipien Fire Detector (Smoke Actuated) | IFD Cirrus One | ANSI/NFPA 72, 1996; FMRC Class 3820 9/1979, FMRC Class 3820-3250 2/1976 | -
Automatic Fire Alarm System | Smoke Detector | Protec Fire Detection PLC | Incipien Fire Detector (Smoke Actuated) | IFD Cirrus Two | ANSI/NFPA 72, 1996; FMRC Class 3820 9/1979, FMRC Class 3820-3250 2/1976 | -
Automatic Fire Alarm System | Smoke Detector | Pyrotector Ind. | Smoke Automatic Fire Detector | 30292 |  | -
Automatic Fire Alarm System | Smoke Detector | Pyrotector Ind. | Smoke Automatic Fire Detector | 30392 |  | -
Automatic Fire Alarm System | Smoke Detector | Pyrotector Ind. | Smoke Automatic Fire Detector | 30492 |  | -
Automatic Fire Alarm System | Smoke Detector | Pyrotector Ind. | Smoke Automatic Fire Detector | 30692 |  | -
Automatic Fire Alarm System | Smoke Detector | Pyrotector Ind. | Smoke Automatic Fire Detector | 70092 |  | -
Automatic Fire Alarm System | Smoke Detector | Pyrotector Ind. | Smoke Automatic Fire Detector | 70292 |  | -
Automatic Fire Alarm System | Smoke Detector | Pyrotector Ind. | Smoke Automatic Fire Detector | 70492 |  | -
Automatic Fire Alarm System | Smoke Detector | Pyrotector Ind. | Smoke Automatic Fire Detector | 70692 |  | -
Automatic Fire Alarm System | Smoke Detector | Pyrotector Ind. | Smoke Automatic Fire Detector | 30192 (h) |  | -
Automatic Fire Alarm System | Smoke Detector | Pyrotector Ind. | Smoke Automatic Fire Detector | 30392 (h) |  | -
Automatic Fire Alarm System | Smoke Detector | Pyrotector Ind. | Smoke Automatic Fire Detector | 30592 (h) |  | -
Automatic Fire Alarm System | Smoke Detector | Pyrotector Ind. | Smoke Automatic Fire Detector | 30792 (h) |  | -
Automatic Fire Alarm System | Smoke Detector | Pyrotector Ind. | Smoke Automatic Fire Detector | 70192 (h) |  | -
Automatic Fire Alarm System | Smoke Detector | Pyrotector Ind. | Smoke Automatic Fire Detector | 70392 (h) |  | -
Automatic Fire Alarm System | Smoke Detector | Pyrotector Ind. | Smoke Automatic Fire Detector | 70592 (h) |  | -
Automatic Fire Alarm System | Smoke Detector | Pyrotector Ind. | Smoke Automatic Fire Detector | 70792 (h) |  | -
Automatic Fire Alarm System | Smoke Detector | Pyrotronics | Ionization Smoke Detector | D1-3 |  | -
Automatic Fire Alarm System | Smoke Detector | Pyrotronics, A Div. of Industries Inc. |  | DI-AX3 | UL | -
Automatic Fire Alarm System | Smoke Detector | Pyrotronics, A Div. of Industries Inc. |  | DI-AX3H | UL | -
Automatic Fire Alarm System | Smoke Detector | Pyrotronics, A Div. of Industries Inc. |  | DI-BX3 | UL | -
Automatic Fire Alarm System | Smoke Detector | Pyrotronics, A Div. of Industries Inc. |  | DI-BX3H | UL | -
Automatic Fire Alarm System | Smoke Detector | Pyrotronics, A Div. of Industries Inc. |  | DI-X3 | UL | -
Automatic Fire Alarm System | Smoke Detector | Pyrotronics, A Div. of Industries Inc. |  | DI-X3H | UL | -
Automatic Fire Alarm System | Smoke Detector | Pyrotronics, A Div. of Industries Inc. |  | DIZ-3 | UL | -
Automatic Fire Alarm System | Smoke Detector | Pyrotronics, A Div. of Industries Inc. |  | DIZ-3H | UL | -
Automatic Fire Alarm System | Smoke Detector | Pyrotronics, A Div. of Industries Inc. |  | DIZ-A3 | UL | -
Automatic Fire Alarm System | Smoke Detector | Pyrotronics, A Div. of Industries Inc. |  | DIZ-A3H | UL | -
Automatic Fire Alarm System | Smoke Detector | Pyrotronics, A Div. of Industries Inc. |  | DIZ-B3 | UL | -
Automatic Fire Alarm System | Smoke Detector | Pyrotronics, A Div. of Industries Inc. |  | DIZ-B3H | UL | -
Automatic Fire Alarm System | Smoke Detector | Pyrotronics, A Div. of Industries Inc. |  | EPIC-40 | UL | -
Automatic Fire Alarm System | Smoke Detector | Pyrotronics, A Div. of Industries Inc. |  | ID-60I | UL | -
Automatic Fire Alarm System | Smoke Detector | Pyrotronics, A Div. of Industries Inc. |  | ID-60IA | UL | -
Automatic Fire Alarm System | Smoke Detector | Pyrotronics, A Div. of Industries Inc. |  | ID-60IAH | UL | -
Automatic Fire Alarm System | Smoke Detector | Pyrotronics, A Div. of Industries Inc. |  | ID-60IB | UL | -
Automatic Fire Alarm System | Smoke Detector | Pyrotronics, A Div. of Industries Inc. |  | ID-60IBH | UL | -
Automatic Fire Alarm System | Smoke Detector | Pyrotronics, A Div. of Industries Inc. |  | ID-60IH | UL | -
Automatic Fire Alarm System | Smoke Detector | Pyrotronics, A Div. of Industries Inc. |  | ID60-P | UL | -
Automatic Fire Alarm System | Smoke Detector | Pyrotronics, A Div. of Industries Inc. |  | ID60-PT | UL | -
Automatic Fire Alarm System | Smoke Detector | Pyrotronics, A Div. of Industries Inc. | Photoelectric Smoke Detector | PE-3000 | UL | -
Automatic Fire Alarm System | Smoke Detector | Pyrotronics, A Div. of Industries Inc. |  | PE-3000T | UL | -
Automatic Fire Alarm System | Smoke Detector | Pyrotronics, A Div. of Industries Inc. |  | PEX-3000 | UL | -
Automatic Fire Alarm System | Smoke Detector | Pyrotronics, A Div. of Industries Inc. |  | PEX-3000T | UL | -
Automatic Fire Alarm System | Smoke Detector | Pyrotronics, A Div. of Industries Inc. |  | PEZ-3 | UL | -
Automatic Fire Alarm System | Smoke Detector | Pyrotronics, A Div. of Industries Inc. |  | PEZ-3T | UL | -
Automatic Fire Alarm System | Smoke Detector | R.M. | Smoke Detector | Exempt | BSI 6603 | -
Automatic Fire Alarm System | Smoke Detector | Racal-Guardall (England) Ltd. | Smoke automatic fire detector | Beammaster 3 |  | -
Automatic Fire Alarm System | Smoke Detector | Radionics, Div. of Detection System Inc. | Automatic Fire detector - Photoelectric Smoke Detector | D263C | UL 268 | -
Automatic Fire Alarm System | Smoke Detector | Radionics, Div. of Detection System Inc. | Automatic Fire detector - Photoelectric Smoke Detector | D263S | UL 268 | -
Automatic Fire Alarm System | Smoke Detector | Radionics, Div. of Detection System Inc. | Smoke - Automatic Fire Detetor, Photoelectric Type | D263THC | UL 268 | -
Automatic Fire Alarm System | Smoke Detector | Radionics, Div. of Detection System Inc. | Automatic Fire detector - Photoelectric Smoke Detector | D263THS | UL 268 | -
Automatic Fire Alarm System | Smoke Detector | Radionics, Div. of Detection System Inc. | Smoke Detector, Ionization Type | D265AW | UL 268 IV | -
Automatic Fire Alarm System | Smoke Detector | Radionics, Div. of Detection System Inc. | Automatic Fire detector - Photoelectric Smoke Detector | D273C | UL 268 | -
Automatic Fire Alarm System | Smoke Detector | Radionics, Div. of Detection System Inc. | Automatic Fire detector - Photoelectric Smoke Detector | D273CS | UL 268 | -
Automatic Fire Alarm System | Smoke Detector | Radionics, Div. of Detection System Inc. | Automatic Fire detector - Photoelectric Smoke Detector | D273ES | UL 268 | -
Automatic Fire Alarm System | Smoke Detector | Radionics, Div. of Detection System Inc. | Automatic Fire detector - Photoelectric Smoke Detector | D273I | UL 268 | -
Automatic Fire Alarm System | Smoke Detector | Radionics, Div. of Detection System Inc. | Automatic Fire detector - Photoelectric Smoke Detector | D273IS | UL 268 | -
Automatic Fire Alarm System | Smoke Detector | Radionics, Div. of Detection System Inc. | Automatic Fire detector - Photoelectric Smoke Detector | D273NS | UL 268 | -
Automatic Fire Alarm System | Smoke Detector | Radionics, Div. of Detection System Inc. | Automatic Fire detector - Photoelectric Smoke Detector | D273NS | UL 268 | -
Automatic Fire Alarm System | Smoke Detector | Radionics, Div. of Detection System Inc. | Automatic Fire detector - Photoelectric Smoke Detector | D273R | UL 268 | -
Automatic Fire Alarm System | Smoke Detector | Radionics, Div. of Detection System Inc. | Automatic Fire detector - Photoelectric Smoke Detector | D273S | UL 268 | -
Automatic Fire Alarm System | Smoke Detector | Radionics, Div. of Detection System Inc. | Automatic Fire detector - Photoelectric Smoke Detector | D273SR | UL 268 | -
Automatic Fire Alarm System | Smoke Detector | Radionics, Div. of Detection System Inc. | Automatic Fire detector - Photoelectric Smoke Detector | D273THC | UL 268 | -
Automatic Fire Alarm System | Smoke Detector | Radionics, Div. of Detection System Inc. | Automatic Fire detector - Photoelectric Smoke Detector | D273THCS | UL 268 | -
Automatic Fire Alarm System | Smoke Detector | Radionics, Div. of Detection System Inc. | Automatic Fire detector - Photoelectric Smoke Detector | D273THE | UL 268 | -
Automatic Fire Alarm System | Smoke Detector | Radionics, Div. of Detection System Inc. | Automatic Fire detector - Photoelectric Smoke Detector | D273THES | UL 268 | -
Automatic Fire Alarm System | Smoke Detector | Radionics, Div. of Detection System Inc. | Automatic Fire detector - Photoelectric Smoke Detector | D273THR | UL 268 | -
Automatic Fire Alarm System | Smoke Detector | Radionics, Div. of Detection System Inc. | Automatic Fire detector - Photoelectric Smoke Detector | D273THS | UL 268 | -
Automatic Fire Alarm System | Smoke Detector | Radionics, Div. of Detection System Inc. | Automatic Fire detector - Photoelectric Smoke Detector | D273THSR | UL 268 | -
Automatic Fire Alarm System | Smoke Detector | Radionics, Div. of Detection System Inc. | Automatic Fire detector - Photoelectric Smoke Detector | D273THX | UL 268 | -
Automatic Fire Alarm System | Smoke Detector | Radionics, Div. of Detection System Inc. | Automatic Fire detector - Photoelectric Smoke Detector | D273X | UL 268 | -
Automatic Fire Alarm System | Smoke Detector | Radionics, Div. of Detection System Inc. | Automatic Fire detector - Photoelectric Smoke Detector | D273Y | UL 268 | -
Automatic Fire Alarm System | Smoke Detector | Radionics, Div. of Detection System Inc. | Smoke Detector, Ionization Type | D281A | UL 268 IV | -
Automatic Fire Alarm System | Smoke Detector | Radionics, Div. of Detection System Inc. | Smoke Detector, Ionization Type | D282A | UL 268 IV | -
Automatic Fire Alarm System | Smoke Detector | Radionics, Div. of Detection System Inc. | Smoke Detector, Ionization Type | D282A-DH | UL 268 IV | -
Automatic Fire Alarm System | Smoke Detector | Radionics, Div. of Detection System Inc. | Smoke Detector, Ionization Type | D283A | UL 268 IV | -
Automatic Fire Alarm System | Smoke Detector | Radionics, Div. of Detection System Inc. | Automatic Fire detector - Photoelectric Smoke Detector | D285 | UL 268 | -
Automatic Fire Alarm System | Smoke Detector | Radionics, Div. of Detection System Inc. | Automatic Fire detector - Photoelectric Smoke Detector | D285DH | UL 268 | -
Automatic Fire Alarm System | Smoke Detector | Radionics, Div. of Detection System Inc. | Automatic Fire detector - Photoelectric Smoke Detector | D285TH | UL 268 | -
Automatic Fire Alarm System | Smoke Detector | Radionics, Div. of Detection System Inc. | Automatic Fire detector - Ionization Smoke Detector | D286 | UL 268 | -
Automatic Fire Alarm System | Smoke Detector | Radionics, Div. of Detection System Inc. | Smoke Automatic Fire Detector projected beam | D296 | UL 268 | -
Automatic Fire Alarm System | Smoke Detector | Radionics, Div. of Detection System Inc. | Smoke Automatic Fire Detector projected beam | D297 | UL 268 | -
Automatic Fire Alarm System | Smoke Detector | Radionics, Div. of Detection System Inc. | Duct Smoke Detector | D300A | UL 268A | -
Automatic Fire Alarm System | Smoke Detector | Radionics, Div. of Detection System Inc. | Duct Smoke Detector | D300AHV | UL 268A | -
Automatic Fire Alarm System | Smoke Detector | Radionics, Div. of Detection System Inc. | Smoke Detector, Analog Addressable Photoelectric Type | D323A | UL 268 | -
Automatic Fire Alarm System | Smoke Detector | Radionics, Div. of Detection System Inc. | Smoke Detector, Analog Addressable Ionization Type | D324A | UL 268 | -
Automatic Fire Alarm System | Smoke Detector | Radionics, Div. of Detection System Inc. | Duct Smoke Detector | D331A | UL 268A | -
Automatic Fire Alarm System | Smoke Detector | Radionics, Div. of Detection System Inc. | Duct Smoke Detector | D332A | UL 268A | -
Automatic Fire Alarm System | Smoke Detector | Radionics, Div. of Detection System Inc. | Smoke - Automatic Fire Detector for Duct Application | D340 | UL 268A | -
Automatic Fire Alarm System | Smoke Detector | Radionics, Div. of Detection System Inc. | Smoke - Automatic Fire Detector for Duct Application | D341 | UL 268A | -
Automatic Fire Alarm System | Smoke Detector | Radionics, Div. of Detection System Inc. | Smoke - Automatic Fire Detector for Duct Application | D342 | UL 268A | -
Automatic Fire Alarm System | Smoke Detector | Radionics, Div. of Detection System Inc. | Smoke - Automatic Fire Detector for Duct Application (Photoelectric type) | D343 | UL 268A | -
Automatic Fire Alarm System | Smoke Detector | Radionics, Div. of Detection System Inc. | Addressable Smoke Detector, Photoelectric Type | D7040 | UL 268 | -
Automatic Fire Alarm System | Smoke Detector | Radionics, Div. of Detection System Inc. | Addressable Smoke Detector, Photoelectric Type | D7040TH | UL 268 | -
Automatic Fire Alarm System | Smoke Detector | Radionics, Div. of Detection System Inc. | Addressable Smoke Detector, Photoelectric Type | D7040THL | UL 268 | -
Automatic Fire Alarm System | Smoke Detector | Radionics, Div. of Detection System Inc. | Addressable Smoke Detector, Photoelectric Type | D7050 | UL 268 | -
Automatic Fire Alarm System | Smoke Detector | Radionics, Div. of Detection System Inc. | Addressable Smoke Detector, Photoelectric Type | D7050DH | UL 268 | -
Automatic Fire Alarm System | Smoke Detector | Radionics, Div. of Detection System Inc. | Addressable Smoke Detector, Photoelectric Type | D7050TH | UL 268 | -
Automatic Fire Alarm System | Smoke Detector | Rafiki Protection Ltd. | Thermally Enhanced Optical Smoke Detector | MULTIPOINT | BS 5445 VII: 1984/ EN 54 VII: 1982, BS 5445 V: 1977/EN 54 V: 1976, EFSG/F/95/005: 1995 | -
Automatic Fire Alarm System | Smoke Detector | Securiton AG | Aspirating Smoke Detector | ASD 516 | CEA 4022 12/99, VS 2344 02/99 | -
Automatic Fire Alarm System | Smoke Detector | Securiton AG | Aspirating Smoke Detector | ASD515 | CEA GEI 1-048 01/97, VdS 2344 02/99, CEA GEI 1-077 | -
Automatic Fire Alarm System | Smoke Detector | Secutron, Div. of Digital Security Controls Ltd. | Ionization Smoke Detector | MRI-1251B | UL 268 IV | -
Automatic Fire Alarm System | Smoke Detector | Secutron, Div. of Digital Security Controls Ltd. | Photoelectirc type Smoke Detector | MRI-2251B | UL 268 IV | -
Automatic Fire Alarm System | Smoke Detector | Secutron, Div. of Digital Security Controls Ltd. | Photoelectirc type Smoke Detector | MRI-2251TB | UL 268 IV | -
Automatic Fire Alarm System | Smoke Detector | Secutron, Div. of Digital Security Controls Ltd. | Photoelectirc type Smoke Detector | MRI-2251TMB | UL 268 IV | -
Automatic Fire Alarm System | Smoke Detector | Sentrol (US) | Optical Smoke Detector | DP2051 | EN 54 | -
Automatic Fire Alarm System | Smoke Detector | Sentrol (US) | Optical Smoke Detector | DP2071 | EN 54 | -
Automatic Fire Alarm System | Smoke Detector | Sentrol Inc. | Photoelectric Smoke Detector | 429AT | NFPA 72 | -
Automatic Fire Alarm System | Smoke Detector | Sentrol Inc. | Photoelectric Smoke Detector | 429C | NFPA 72 | -
Automatic Fire Alarm System | Smoke Detector | Sentrol Inc. | Photoelectric Smoke Detector | 429CRT | NFPA 72 | -
Automatic Fire Alarm System | Smoke Detector | Sentrol Inc. | Photoelectric Smoke Detector | 429CSST | NFPA 72 | -
Automatic Fire Alarm System | Smoke Detector | Sentrol Inc. | Photoelectric Smoke Detector | 429CST | NFPA 72 | -
Automatic Fire Alarm System | Smoke Detector | Sentrol Inc. | Photoelectric Smoke Detector | 429CT | NFPA 72 | -
Automatic Fire Alarm System | Smoke Detector | Sentrol Inc. | Photoelectric Smoke Detector | 449AT | NFPA 72 | -
Automatic Fire Alarm System | Smoke Detector | Sentrol Inc. | Photoelectric Smoke Detector | 449C | NFPA 72 | -
Automatic Fire Alarm System | Smoke Detector | Sentrol Inc. | Photoelectric Smoke Detector | 449CRT | NFPA 72 | -
Automatic Fire Alarm System | Smoke Detector | Sentrol Inc. | Photoelectric Smoke Detector | 449CSRH | NFPA 72 | -
Automatic Fire Alarm System | Smoke Detector | Sentrol Inc. | Photoelectric Smoke Detector | 449CSRT | NFPA 72 | -
Automatic Fire Alarm System | Smoke Detector | Sentrol Inc. | Photoelectric Smoke Detector | 449CSSTE | NFPA 72 | -
Automatic Fire Alarm System | Smoke Detector | Sentrol Inc. | Photoelectric Smoke Detector | 449CSTE | NFPA 72 | -
Automatic Fire Alarm System | Smoke Detector | Sentrol Inc. | Photoelectric Smoke Detector | 449CT | NFPA 72 | -
Automatic Fire Alarm System | Smoke Detector | Sentrol Inc. | Photoelectric Smoke Detector | 449CTE | NFPA 72 | -
Automatic Fire Alarm System | Smoke Detector | Siemens Building Technologies AG | Linear Smoke Detector | FDL 241-9 | EN 54-12, VdS 2504 | -
Automatic Fire Alarm System | Smoke Detector | Siemens Building Technologies AG | Scattered Light Smoke Detector | FDO221 | DIN EN 54-7, VdS 2504 | -
Automatic Fire Alarm System | Smoke Detector | Siemens Building Technologies AG | Scattered Light Smoke Detector | FDO241 | DIN EN 54-7, VdS 2504 | -
Automatic Fire Alarm System | Smoke Detector | Siemens Building Technologies AG | Multisensor Smoke Detector | FDOOT241-9 | DIN EN54-5, 54-7, VdS 2503, 2504, CEA GEI 4021 | -
Automatic Fire Alarm System | Smoke Detector | Siemens Building Technologies AG Fire & Security Products | ASD-Duct Air Sampling Smoke Detection Unit | DBZ1197A | ANSI/NFPA 72, SADA Class 3230/3250 | -
Automatic Fire Alarm System | Smoke Detector | Siemens Building Technologies AG Fire & Security Products | Multi Sensor Smoke Detector | DOTE 1152A | DIN EN 54-5: 12/00, 54-7 09/89, CEA 4021 06/99, VdS 2203 03/01, 2806 E01/99, 2344 02/99 | -
Automatic Fire Alarm System | Smoke Detector | Siemens Building Technologies AG, Cerberus Division | Conventional Photoelectric Smoke Detector | Alarmcom OP320C | BS 5445 V: 1984, EN 54 VII: 1982+A1 | -
Automatic Fire Alarm System | Smoke Detector | Siemens Building Technologies Inc. | Smoke Automatic Fire Detector | HFP-11 | UL 268 | -
Automatic Fire Alarm System | Smoke Detector | Siemens BuildingTechnologies AG, Cerberus Division | Multi Sensor Smoke Detector | DOT 1151A-Ex | DIN EN 54-7 09/89, VdS 2504 12/96 | -
Automatic Fire Alarm System | Smoke Detector | Simplex Time Recorder Co | Photoelectric Smoke Detector | 2098-9201 | UL | -
Automatic Fire Alarm System | Smoke Detector | Simplex Time Recorder Co | Ionization Smoke Detector | 2098-9576 | UL | -
Automatic Fire Alarm System | Smoke Detector | Simplex Time Recorder Co | Smoke-automatic fire detectors for duct installation (Addressable) | 2098-9645 | UL | -
Automatic Fire Alarm System | Smoke Detector | Simplex Time Recorder Co | Smoke-automatic fire detectors for duct installation (Conventional) | 2098-9649 | UL | -
Automatic Fire Alarm System | Smoke Detector | Simplex Time Recorder Co | System Type Photoelectric Smoke Detector | 4098-9601 | UL 268 | -
Automatic Fire Alarm System | Smoke Detector | Simplex Time Recorder Co | System Type Photoelectric Smoke Detector | 4098-9602 | UL 268 | -
Automatic Fire Alarm System | Smoke Detector | Simplex Time Recorder Co | System Type Photoelectric Smoke Detector | 4098-9605 | UL 268 | -
Automatic Fire Alarm System | Smoke Detector | Simplex Time Recorder Co | Conventional Photoelectric Smoke Automatic Fire Detector for Duct Application | 4098-9681 | UL 268A | -
Automatic Fire Alarm System | Smoke Detector | Simplex Time Recorder Co | Smoke Detector Base | 4098-9682 | UL 268 | -
Automatic Fire Alarm System | Smoke Detector | Simplex Time Recorder Co | Smoke Detector Base | 4098-9683 | UL 268 | -
Automatic Fire Alarm System | Smoke Detector | Simplex Time Recorder Co | Smoke Detector Base | 4098-9684 | UL 268 | -
Automatic Fire Alarm System | Smoke Detector | Simplex Time Recorder Co | Photoelectric Smoke Detector | 4098-9701 | UL | -
Automatic Fire Alarm System | Smoke Detector | Simplex Time Recorder Co | Photoelectric Analog Smoke Detector | 4098-9710 | UL 268 | -
Automatic Fire Alarm System | Smoke Detector | Simplex Time Recorder Co | Photoelectric Analog Smoke Detector | 4098-9714 | UL 268 | -
Automatic Fire Alarm System | Smoke Detector | Simplex Time Recorder Co | Smoke Detector | 4098-9716 | UL | -
Automatic Fire Alarm System | Smoke Detector | Simplex Time Recorder Co | Analog Photoelectric Smoke Automatic Fire Detector for Duct Application | 4098-9750 | UL 268A | -
Automatic Fire Alarm System | Smoke Detector | Simplex Time Recorder Co | Analog Photoelectric Smoke Automatic Fire Detector for Duct Application | 4098-9751 | UL 268A | -
Automatic Fire Alarm System | Smoke Detector | Simplex Time Recorder Co | Analog Photoelectric Smoke Automatic Fire Detector for Duct Application | 4098-9752 | UL 268A | -
Automatic Fire Alarm System | Smoke Detector | Simplex Time Recorder Co | Analog Photoelectric Smoke Automatic Fire Detector for Duct Application | 4098-9753 | UL 268A | -
Automatic Fire Alarm System | Smoke Detector | Simplex Time Recorder Co | Smoke Detector Base | 4098-9788 | UL 268 | -
Automatic Fire Alarm System | Smoke Detector | Simplex Time Recorder Co | Smoke Detector Base | 4098-9792 | UL 268 | -
Automatic Fire Alarm System | Smoke Detector | Simplex Time Recorder Co | Audible Smoke Detector Base | 4098-9794 | UL 268, UL 464 | -
Automatic Fire Alarm System | Smoke Detector | Simplex Time Recorder Co | Audible Smoke Detector Base | 4098-9795 | UL 268, UL 464 | -
Automatic Fire Alarm System | Smoke Detector | Simplex Time Recorder Co | Smoke Detector Base | 4098-9796 | UL 268 | -
Automatic Fire Alarm System | Smoke Detector | SIRA SRL | Analog Addressable photoelectric Smoke Detector | RF2002UL | UL 268 | -
Automatic Fire Alarm System | Smoke Detector | Siterwell Electronics Co., Limited | Smoke Detector | Siterwell GS 529 | EN 14604:2005+AC:2008 | 2027-07-18
Automatic Fire Alarm System | Smoke Detector | Statitrol | Ionization Smoke Detector | 303G7 | UL | -
Automatic Fire Alarm System | Smoke Detector | Statitrol | Ionization Smoke Detector | 306M/306MO | UL | -
Automatic Fire Alarm System | Smoke Detector | System Senor, Div. of BRK Electronics | Smoke Detector Sounder Base | B601BH | UL | -
Automatic Fire Alarm System | Smoke Detector | System Sensor | Ionization Smoke Detector | 1551 | UL | -
Automatic Fire Alarm System | Smoke Detector | System Sensor | Photoelectric Smoke Detector | 2551 | UL | -
Automatic Fire Alarm System | Smoke Detector | System Sensor | Photoelectric Laser Smoke Detector | 7251 | DIN EN 54 VII: 03/2001 | -
Automatic Fire Alarm System | Smoke Detector | System Sensor | Intrinsically Safe Ionization Smoke Detector | 1151E IS | LPC | -
Automatic Fire Alarm System | Smoke Detector | System Sensor | Photoelectric Smoke Detector | 2551TJ | UL | -
Automatic Fire Alarm System | Smoke Detector | System Sensor | Ionization analog smoke detector | 67-033 | UL 268 | -
Automatic Fire Alarm System | Smoke Detector | System Sensor | Ionization analog smoke detector | 67-034 | UL 268 | -
Automatic Fire Alarm System | Smoke Detector | System Sensor | Smoke detector, 2-wire intelligent photoelectric type | ED-DPI | UL 268 | -
Automatic Fire Alarm System | Smoke Detector | System Sensor | Smoke detector, 2-wire intelligent photoelectric type | ED-DPI | UL 268 | -
Automatic Fire Alarm System | Smoke Detector | System Sensor | Smoke detector, 2-wire intelligent photoelectric type | ED-P | UL 268 | -
Automatic Fire Alarm System | Smoke Detector | System Sensor | Smoke detector, 2-wire intelligent photoelectric type | ED-PI | UL 268 | -
Automatic Fire Alarm System | Smoke Detector | System Sensor | Smoke Detector, analog, photoelectric with supplementary heat detector | ED-PT | UL 268 | -
Automatic Fire Alarm System | Smoke Detector | System Sensor | Smoke Detector, analog, photoelectric with supplementary heat detector | ED-PTI | UL 268 | -
Automatic Fire Alarm System | Smoke Detector | System Sensor | Smoke Detectors, Photoelectric with Heat Type | FAPT-751 | UL 268 | -
Automatic Fire Alarm System | Smoke Detector | System Sensor | Smoke Detectors, Photoelectric Type | HPX-751 | UL 268 | -
Automatic Fire Alarm System | Smoke Detector | System Sensor | Addressable Intelligent Laser Photoelectric Smoke Detector | TC 846A1005 | UL 268 | -
Automatic Fire Alarm System | Smoke Detector | System Sensor | Addressable Intelligent Laser Photoelectric Smoke Detector | TC 846A1013 | UL 268 | -
Automatic Fire Alarm System | Smoke Detector | System Sensor BRK Electronics | Ionization Smoke Detector | BRK 1451 E | DIN 54 VII | -
Automatic Fire Alarm System | Smoke Detector | System Sensor BRK Electronics | Scattered Light Smoke Sensor | BRK 2451 E | DIN 54 VII | -
Automatic Fire Alarm System | Smoke Detector | System Sensor Pty. Ltd. | Smoek Detector/Olsen | C131A | AS 160'3.2-1990+A1 | -
Automatic Fire Alarm System | Smoke Detector | System Sensor Pty. Ltd. | Smoke Detector/Olsen | P131A | AS 160'3.2-1990+A1 | -
Automatic Fire Alarm System | Smoke Detector | System Sensor, Div. of Pittway Corp. | Smoke Detector, two-wire conventional ionization type | 881 | UL 268 IV | -
Automatic Fire Alarm System | Smoke Detector | System Sensor, Div. of Pittway Corp. | 2-wire conventional photoelectric type smoke detector | 882 | UL 268 IV | -
Automatic Fire Alarm System | Smoke Detector | System Sensor, Div. of Pittway Corp. | Ionization Smoke Detector | 1100 | UL | -
Automatic Fire Alarm System | Smoke Detector | System Sensor, Div. of Pittway Corp. | Ionization Smoke Detector | 1151 | UL | -
Automatic Fire Alarm System | Smoke Detector | System Sensor, Div. of Pittway Corp. | Smoke-automatic Fire Detector (Ionization Type) | 1251 | UL 268 | -
Automatic Fire Alarm System | Smoke Detector | System Sensor, Div. of Pittway Corp. | Smoke Automatic Fire Detector (Ionization Type) | 1251 | UL 268 | -
Automatic Fire Alarm System | Smoke Detector | System Sensor, Div. of Pittway Corp. | Smoke-automatic Fire Detector (Ionization Type) | 1251 | UL | -
Automatic Fire Alarm System | Smoke Detector | System Sensor, Div. of Pittway Corp. | Smoke Detector (Ionization Type) | 1551 | UL | -
Automatic Fire Alarm System | Smoke Detector | System Sensor, Div. of Pittway Corp. | Photoelectric Smoke Detector | 2100 | UL | -
Automatic Fire Alarm System | Smoke Detector | System Sensor, Div. of Pittway Corp. | Photoelectric Smoke Detector | 2151 | UL | -
Automatic Fire Alarm System | Smoke Detector | System Sensor, Div. of Pittway Corp. |  | 2251 | UL 268 | -
Automatic Fire Alarm System | Smoke Detector | System Sensor, Div. of Pittway Corp. | Smoke Automatic Fire Detector (Photoelectric Type) | 2251 | UL 268 | -
Automatic Fire Alarm System | Smoke Detector | System Sensor, Div. of Pittway Corp. | Projected Beam Type Smoker Detector | 6424 | UL | -
Automatic Fire Alarm System | Smoke Detector | System Sensor, Div. of Pittway Corp. | Ionization Smoke Detector | 1112/24 | UL | -
Automatic Fire Alarm System | Smoke Detector | System Sensor, Div. of Pittway Corp. | Ionization Smoke Detector | 1251B | UL 268 IV | -
Automatic Fire Alarm System | Smoke Detector | System Sensor, Div. of Pittway Corp. | Smoke Detector, Ionization Type | 1351J | UL 268 | -
Automatic Fire Alarm System | Smoke Detector | System Sensor, Div. of Pittway Corp. | Photoelectric Single and Multiple Station Smoke Detector | 2012H | UL 217 | -
Automatic Fire Alarm System | Smoke Detector | System Sensor, Div. of Pittway Corp. | Photoelectric Smoke Detector | 2100AT | UL 268 | -
Automatic Fire Alarm System | Smoke Detector | System Sensor, Div. of Pittway Corp. | Photoelectric Smoke Detector | 2100D | UL 268 | -
Automatic Fire Alarm System | Smoke Detector | System Sensor, Div. of Pittway Corp. | Photoelectric Smoke Detector | 2100T | UL | -
Automatic Fire Alarm System | Smoke Detector | System Sensor, Div. of Pittway Corp. | Photoelectric Smoke Detector | 2100TD | UL 268 | -
Automatic Fire Alarm System | Smoke Detector | System Sensor, Div. of Pittway Corp. | Photoelectric Smoke Detector | 2100TR | UL 268 | -
Automatic Fire Alarm System | Smoke Detector | System Sensor, Div. of Pittway Corp. | Photoelectric Smoke Detector | 2112/24 | UL | -
Automatic Fire Alarm System | Smoke Detector | System Sensor, Div. of Pittway Corp. | Photoelectric Smoke Detector | 2112/24AITR | UL 268 | -
Automatic Fire Alarm System | Smoke Detector | System Sensor, Div. of Pittway Corp. | Photoelectric Smoke Detector | 2112/24ATR | UL 268 | -
Automatic Fire Alarm System | Smoke Detector | System Sensor, Div. of Pittway Corp. | Photoelectric Smoke Detector | 2112/24D | UL 268 | -
Automatic Fire Alarm System | Smoke Detector | System Sensor, Div. of Pittway Corp. | Photoelectric Smoke Detector | 2112/24R | UL 268 | -
Automatic Fire Alarm System | Smoke Detector | System Sensor, Div. of Pittway Corp. | Photoelectric Smoke Detector | 2112/24T | UL | -
Automatic Fire Alarm System | Smoke Detector | System Sensor, Div. of Pittway Corp. | Photoelectric Smoke Detector | 2112/24TD | UL 268 | -
Automatic Fire Alarm System | Smoke Detector | System Sensor, Div. of Pittway Corp. | Photoelectric Smoke Detector | 2112/24TR | UL 268 | -
Automatic Fire Alarm System | Smoke Detector | System Sensor, Div. of Pittway Corp. | Photoelectric Smoke Detector | 2112TL | UL 268 | -
Automatic Fire Alarm System | Smoke Detector | System Sensor, Div. of Pittway Corp. | Photoelectric Type Smoke Detector | 2251B | UL 268 IV | -
Automatic Fire Alarm System | Smoke Detector | System Sensor, Div. of Pittway Corp. |  | 2251T | UL 268 | -
Automatic Fire Alarm System | Smoke Detector | System Sensor, Div. of Pittway Corp. | Smoke Automatic Fire Detector (Photoelectric Type) | 2251T | UL 268 | -
Automatic Fire Alarm System | Smoke Detector | System Sensor, Div. of Pittway Corp. | Photoelectric Type smoke detector with supplemental heat detector | 2251TB | UL 268 IV | -
Automatic Fire Alarm System | Smoke Detector | System Sensor, Div. of Pittway Corp. | Photoelectric Type smoke detector with supplemental heat detector | 2251TM | UL 268 IV | -
Automatic Fire Alarm System | Smoke Detector | System Sensor, Div. of Pittway Corp. | Photoelectric Type smoke detector with supplemental heat detector | 2251TMB | UL 268 IV | -
Automatic Fire Alarm System | Smoke Detector | System Sensor, Div. of Pittway Corp. | Photoelectric Type Smoke Detector | 2300T | UL | -
Automatic Fire Alarm System | Smoke Detector | System Sensor, Div. of Pittway Corp. | Photoelectric Type Smoke Detector | 2312/24T | UL | -
Automatic Fire Alarm System | Smoke Detector | System Sensor, Div. of Pittway Corp. | Smoke Detector, Photoelectric type | 2351J | UL 268 | -
Automatic Fire Alarm System | Smoke Detector | System Sensor, Div. of Pittway Corp. | Smoke Detector, Photoelectric type | 2351TJ | UL 268 | -
Automatic Fire Alarm System | Smoke Detector | System Sensor, Div. of Pittway Corp. | Smoke Sensor | 2951J | UL 268 IV | -
Automatic Fire Alarm System | Smoke Detector | System Sensor, Div. of Pittway Corp. | Smoke Sensor (Photoelectric and fixed temperature analog) | 2951TJ | UL 268 IV | -
Automatic Fire Alarm System | Smoke Detector | System Sensor, Div. of Pittway Corp. | Smoke Sensor (Photoelectric and fixed temperature analog) | 295TMJ | UL 268 IV | -
Automatic Fire Alarm System | Smoke Detector | System Sensor, Div. of Pittway Corp. | Photoelectric Smoke Detector | 2W-B | ANSI/UL 268 | -
Automatic Fire Alarm System | Smoke Detector | System Sensor, Div. of Pittway Corp. | Photoelectric Smoke Detector | 2WTA-B | UL 268 | -
Automatic Fire Alarm System | Smoke Detector | System Sensor, Div. of Pittway Corp. | Photoelectric Smoke Detector | 2WT-B | ANSI/UL 268 | -
Automatic Fire Alarm System | Smoke Detector | System Sensor, Div. of Pittway Corp. | Photoelectric Smoke Detector | 2WTR-B | UL 268 | -
Automatic Fire Alarm System | Smoke Detector | System Sensor, Div. of Pittway Corp. | Photoelectric Smoke Detector | 4W-B | ANSI/UL 268 | -
Automatic Fire Alarm System | Smoke Detector | System Sensor, Div. of Pittway Corp. | Photoelectric Smoke Detector | 4WITAR-B | UL 268 | -
Automatic Fire Alarm System | Smoke Detector | System Sensor, Div. of Pittway Corp. | Photoelectric Smoke Detector | 4WTA-B | UL 268 | -
Automatic Fire Alarm System | Smoke Detector | System Sensor, Div. of Pittway Corp. | Photoelectric Smoke Detector | 4WTAR-B | UL 268 | -
Automatic Fire Alarm System | Smoke Detector | System Sensor, Div. of Pittway Corp. | Photoelectric Smoke Detector | 4WT-B | ANSI/UL 268 | -
Automatic Fire Alarm System | Smoke Detector | System Sensor, Div. of Pittway Corp. | Photoelectric Smoke Detector | 4WTR-B | UL 268 | -
Automatic Fire Alarm System | Smoke Detector | System Sensor, Div. of Pittway Corp. | Smoke Detector Base | B110LP | UL | -
Automatic Fire Alarm System | Smoke Detector | System Sensor, Div. of Pittway Corp. | Smoke Detector Base | B110RLP750 | UL | -
Automatic Fire Alarm System | Smoke Detector | System Sensor, Div. of Pittway Corp. | Smoke Detector Base | B112LP | UL | -
Automatic Fire Alarm System | Smoke Detector | System Sensor, Div. of Pittway Corp. | Smoke Detector Base | B114LP | UL | -
Automatic Fire Alarm System | Smoke Detector | System Sensor, Div. of Pittway Corp. | Smoke Detector Base | B116LP | UL | -
Automatic Fire Alarm System | Smoke Detector | System Sensor, Div. of Pittway Corp. | Smoke Detector Base | B210LP | UL | -
Automatic Fire Alarm System | Smoke Detector | System Sensor, Div. of Pittway Corp. | Smoke Detector Base | B401 | UL | -
Automatic Fire Alarm System | Smoke Detector | System Sensor, Div. of Pittway Corp. | Smoke Detector Base | B401B | UL | -
Automatic Fire Alarm System | Smoke Detector | System Sensor, Div. of Pittway Corp. | Smoke Detector Base | B401BR | UL | -
Automatic Fire Alarm System | Smoke Detector | System Sensor, Div. of Pittway Corp. | Smoke Detector Base | B401BR-750 | UL | -
Automatic Fire Alarm System | Smoke Detector | System Sensor, Div. of Pittway Corp. | Smoke Detector Base | B401R | UL | -
Automatic Fire Alarm System | Smoke Detector | System Sensor, Div. of Pittway Corp. | Smoke Detector Base | B401R-750 | UL | -
Automatic Fire Alarm System | Smoke Detector | System Sensor, Div. of Pittway Corp. | Smoke Detector Base | B402B | UL | -
Automatic Fire Alarm System | Smoke Detector | System Sensor, Div. of Pittway Corp. | Smoke Detector Base | B404B | UL | -
Automatic Fire Alarm System | Smoke Detector | System Sensor, Div. of Pittway Corp. | Smoke Detector Base | B404BT | UL | -
Automatic Fire Alarm System | Smoke Detector | System Sensor, Div. of Pittway Corp. | Smoke Detector Base | B406B | UL | -
Automatic Fire Alarm System | Smoke Detector | System Sensor, Div. of Pittway Corp. | Smoke Detector Base | B501 | UL | -
Automatic Fire Alarm System | Smoke Detector | System Sensor, Div. of Pittway Corp. | Smoke Detector Base | B501 | UL | -
Automatic Fire Alarm System | Smoke Detector | System Sensor, Div. of Pittway Corp. | Smoke Detector Base | B501B | UL | -
Automatic Fire Alarm System | Smoke Detector | System Sensor, Div. of Pittway Corp. | Smoke Detector Base | B710LP | UL | -
Automatic Fire Alarm System | Smoke Detector | System Sensor, Div. of Pittway Corp. | Ionization Smoke Detector | CP300 | UL | -
Automatic Fire Alarm System | Smoke Detector | System Sensor, Div. of Pittway Corp. | Smoke Detector, Ionization Type | CPX-751 | UL 268 | -
Automatic Fire Alarm System | Smoke Detector | System Sensor, Div. of Pittway Corp. | Smoke - Automatic Fire Detector for Duct Application | DH100ACDCLP | UL 268A | -
Automatic Fire Alarm System | Smoke Detector | System Sensor, Div. of Pittway Corp. | Smoke - Automatic Fire Detector for Duct Application | DH100LP | UL 268A | -
Automatic Fire Alarm System | Smoke Detector | System Sensor, Div. of Pittway Corp. | Smoke Detector | DH300P | UL268A III | -
Automatic Fire Alarm System | Smoke Detector | System Sensor, Div. of Pittway Corp. | Smoke Detector | DH300RP | UL268A III | -
Automatic Fire Alarm System | Smoke Detector | System Sensor, Div. of Pittway Corp. | Combination of photoelectric and fixed temperature analog type smoke detector | FAPT-851 | UL 268 IV | -
Automatic Fire Alarm System | Smoke Detector | System Sensor, Div. of Pittway Corp. | Smoke Detector for duct application | FSD-751P | UL 268A III | -
Automatic Fire Alarm System | Smoke Detector | System Sensor, Div. of Pittway Corp. | Smoke Detector for duct application | FSD-751PL | UL 268A III | -
Automatic Fire Alarm System | Smoke Detector | System Sensor, Div. of Pittway Corp. | Smoke Detector for duct application | FSD-751RP | UL 268A III | -
Automatic Fire Alarm System | Smoke Detector | System Sensor, Div. of Pittway Corp. | Smoke Detector for duct application | FSD-751RPL | UL 268A III | -
Automatic Fire Alarm System | Smoke Detector | System Sensor, Div. of Pittway Corp. | Photoelectric Type Smoke Detector | FSH-751 | UL 268 | -
Automatic Fire Alarm System | Smoke Detector | System Sensor, Div. of Pittway Corp. | Ionization Smoke Detector | FSI-851 | UL 268 IV | -
Automatic Fire Alarm System | Smoke Detector | System Sensor, Div. of Pittway Corp. | Smoke Detector | FSL-751 | UL 268 IV | -
Automatic Fire Alarm System | Smoke Detector | System Sensor, Div. of Pittway Corp. | Photoelectrict analog type smoke detector | FSP-851 | UL 268 IV | -
Automatic Fire Alarm System | Smoke Detector | System Sensor, Div. of Pittway Corp. | Combination of photoelectric and fixed temperature analog type smoke detector | FSP-851T | UL 268 IV | -
Automatic Fire Alarm System | Smoke Detector | System Sensor, Div. of Pittway Corp. | Photoelectric Type Smoke Detector | FTX-P1 | UL 268 IV | -
Automatic Fire Alarm System | Smoke Detector | System Sensor, Div. of Pittway Corp. | Smoke Detector, Ionization, Photoelectric, Thermal type | IPX-751 | UL 268 | -
Automatic Fire Alarm System | Smoke Detector | System Sensor, Div. of Pittway Corp. | Photoelectric Smoke Detector | SD300 | UL | -
Automatic Fire Alarm System | Smoke Detector | System Sensor, Div. of Pittway Corp. | Photoelectric Smoke Detector | SD300T | UL | -
Automatic Fire Alarm System | Smoke Detector | System Sensor, Div. of Pittway Corp. | Smoke Detector, Photoelectric Type | SDX-751 | UL 268 | -
Automatic Fire Alarm System | Smoke Detector | System Sensor, Div. of Pittway Corp. | Photoelectric Type Smoke Detector | TC 806B1076 | UL 268 IV | -
Automatic Fire Alarm System | Smoke Detector | System Sensor, Div. of Pittway Corp. | Photoelectric with Heat Type Smoke Detector | TC 806B1084 | UL 268 IV | -
Automatic Fire Alarm System | Smoke Detector | System Sensor, Div. of Pittway Corp. | Photoelectric with Heat Type Smoke Detector | TC 840M1021 | UL 268 IV | -
Automatic Fire Alarm System | Smoke Detector | System Sensor, Div. of Pittway Corp. | FS90 Plus/ FS90 Fire Control Unit - Smoke Detector, Photoelectric type | TC806B1001 | UL | -
Automatic Fire Alarm System | Smoke Detector | System Sensor, Div. of Pittway Corp. | Photoelectric Smoke Detector | TC806B1001 | UL 268 IV | -
Automatic Fire Alarm System | Smoke Detector | System Sensor, Div. of Pittway Corp. | Photoelectric with supplemental heat detector Smoke Detector | TC806B1043 | UL 268 IV | -
Automatic Fire Alarm System | Smoke Detector | System Sensor, Div. of Pittway Corp. | Photoelectric Smoke Detector | TC806B1050 | UL 268 IV | -
Automatic Fire Alarm System | Smoke Detector | System Sensor, Div. of Pittway Corp. | Photoelectric with supplemental heat detector Smoke Detector | TC806B1068 | UL 268 IV | -
Automatic Fire Alarm System | Smoke Detector | System Sensor, Div. of Pittway Corp. | Photoelectric Smoke Detector | TC806B1076 | UL 268 IV | -
Automatic Fire Alarm System | Smoke Detector | System Sensor, Div. of Pittway Corp. | Photoelectric with supplemental heat detector Smoke Detector | TC806B1084 | UL 268 IV | -
Automatic Fire Alarm System | Smoke Detector | System Sensor, Div. of Pittway Corp. | Smoke-automatic Fire detector for duct application | TC806D1011 | UL 268A | -
Automatic Fire Alarm System | Smoke Detector | System Sensor, Div. of Pittway Corp. | Smoke-automatic Fire detector for duct application | TC806D1018 | UL 268A | -
Automatic Fire Alarm System | Smoke Detector | System Sensor, Div. of Pittway Corp. | Smoke-automatic Fire detector for duct application | TC806D1023 | UL 268A | -
Automatic Fire Alarm System | Smoke Detector | System Sensor, Div. of Pittway Corp. | Smoke-automatic Fire detector for duct application | TC806D1031 | UL 268A | -
Automatic Fire Alarm System | Smoke Detector | System Sensor, Div. of Pittway Corp. | Smoke-automatic Fire detector for duct application | TC806D1049 | UL 268A | -
Automatic Fire Alarm System | Smoke Detector | System Sensor, Div. of Pittway Corp. | Smoke-automatic Fire detector for duct application | TC806D1056 | UL 268A | -
Automatic Fire Alarm System | Smoke Detector | System Sensor, Div. of Pittway Corp. | FS90 Plus/ FS90 Fire Control Unit - Smoke Detector, Ionization type | TC807B1000 | UL | -
Automatic Fire Alarm System | Smoke Detector | System Sensor, Div. of Pittway Corp. | Ionization Smoke Detector | TC807B1059 | UL 268 IV | -
Automatic Fire Alarm System | Smoke Detector | System Sensor, Div. of Pittway Corp. | Photoelectric with supplemental heat detector Smoke Detector | TC840M1005 | UL 268 IV | -
Automatic Fire Alarm System | Smoke Detector | System Sensor, Div. of Pittway Corp. | Photoelectric with supplemental heat detector Smoke Detector | TC840M1013 | UL 268 IV | -
Automatic Fire Alarm System | Smoke Detector | System Sensor, Div. of Pittway Corp. | Photoelectric with supplemental heat detector Smoke Detector | TC840M1021 | UL 268 IV | -
Automatic Fire Alarm System | Smoke Detector | System Sensor, Div. of Pittway Corp. | Photoelectric Smoke Detector | TC844A1015 | UL 268 IV | -
Automatic Fire Alarm System | Smoke Detector | System Sensor, Div. of Pittway Corp. | Projected Beam Smoke Detector | TC847A1004 | UL 268 | -
Automatic Fire Alarm System | Smoke Detector | System Sensor, Div. of Pittway Corp. | Projected Beam Smoke Detector | TC847A1004A | UL 268 | -
Automatic Fire Alarm System | Smoke Detector | System Sensor, Division of BRK Electronics | Smoke Detector, Ionization Type | 1400 | UL | -
Automatic Fire Alarm System | Smoke Detector | System Sensor, Division of BRK Electronics | Smoke Detector, Ionization Type | 1412 | UL | -
Automatic Fire Alarm System | Smoke Detector | System Sensor, Division of BRK Electronics | Smoke Detector, Ionization Type | 1424 | UL | -
Automatic Fire Alarm System | Smoke Detector | System Sensor, Division of BRK Electronics | Smoke Detector, Ionization Type | 1451 | UL | -
Automatic Fire Alarm System | Smoke Detector | System Sensor, Division of BRK Electronics | Smoke Detector, Photoelectric | 2400 | UL | -
Automatic Fire Alarm System | Smoke Detector | System Sensor, Division of BRK Electronics | Smoke Detector, Photoelectric | 2412 | UL | -
Automatic Fire Alarm System | Smoke Detector | System Sensor, Division of BRK Electronics | Smoke Detector, Photoelectric | 2424 | UL | -
Automatic Fire Alarm System | Smoke Detector | System Sensor, Division of BRK Electronics | Smoke Detector, Photoelectric | 2451 | UL | -
Automatic Fire Alarm System | Smoke Detector | System Sensor, Division of BRK Electronics | Smoke Detector, Photoelectric with fixed temperature and/or with horn | 2400AIT | UL | -
Automatic Fire Alarm System | Smoke Detector | System Sensor, Division of BRK Electronics | Smoke Detector, Photoelectric with fixed temperature and/or with horn | 2400AT | UL | -
Automatic Fire Alarm System | Smoke Detector | System Sensor, Division of BRK Electronics | Smoke Detector, Photoelectric with fixed temperature | 2400TH | UL | -
Automatic Fire Alarm System | Smoke Detector | System Sensor, Division of BRK Electronics | Smoke Detector, Photoelectric with fixed temperature and/or with horn | 2412AT | UL | -
Automatic Fire Alarm System | Smoke Detector | System Sensor, Division of BRK Electronics | Smoke Detector, Photoelectric with fixed temperature | 2412TH | UL | -
Automatic Fire Alarm System | Smoke Detector | System Sensor, Division of BRK Electronics | Smoke Detector, Photoelectric with fixed temperature and/or with horn | 2424AIT | UL | -
Automatic Fire Alarm System | Smoke Detector | System Sensor, Division of BRK Electronics | Smoke Detector, Photoelectric with fixed temperature and/or with horn | 2424AT | UL | -
Automatic Fire Alarm System | Smoke Detector | System Sensor, Division of BRK Electronics | Smoke Detector, Photoelectric with fixed temperature | 2424TH | UL | -
Automatic Fire Alarm System | Smoke Detector | System Sensor, Division of BRK Electronics | Smoke Detector, Photoelectric with fixed temperature | 2451TH | UL | -
Automatic Fire Alarm System | Smoke Detector | System Sensor, Division of BRK Electronics | Base, Smoke Detector | B401 | UL | -
Automatic Fire Alarm System | Smoke Detector | System Sensor, Division of BRK Electronics | Base, Smoke Detector | B401B | UL | -
Automatic Fire Alarm System | Smoke Detector | System Sensor, Division of BRK Electronics | Base, Smoke Detector | B401BR | UL | -
Automatic Fire Alarm System | Smoke Detector | System Sensor, Division of BRK Electronics | Base, Smoke Detector | B402B | UL | -
Automatic Fire Alarm System | Smoke Detector | System Sensor, Division of BRK Electronics | Base, Smoke Detector | B402B | UL | -
Automatic Fire Alarm System | Smoke Detector | System Sensor, Division of BRK Electronics | Base, Smoke Detector | B406B | UL | -
Automatic Fire Alarm System | Smoke Detector | System Sensor, Division of BRK Electronics | Smoke Detector, Duct Type Sanokubg Tubes | DH1851AC | UL | -
Automatic Fire Alarm System | Smoke Detector | System Sensor, Division of BRK Electronics | Smoke Detector, Duct Type Sanokubg Tubes | DH1851DC | UL | -
Automatic Fire Alarm System | Smoke Detector | System Sensor, Division of BRK Electronics | Smoke Detector, Duct Type Sanokubg Tubes | DH2851AC | UL | -
Automatic Fire Alarm System | Smoke Detector | System Sensor, Division of BRK Electronics | Smoke Detector, Duct Type Sanokubg Tubes | DH2851DC | UL | -
Automatic Fire Alarm System | Smoke Detector | System Sensor, Division of BRK Electronics | Air Duct Detector | DH400 ACDC | UL | -
Automatic Fire Alarm System | Smoke Detector | System Sensors, Div. of Pittway Corp. | Photoelectric Smoke Detector | 2112/24TSR | UL | -
Automatic Fire Alarm System | Smoke Detector | System Sensors, Div. of Pittway Corp. | Smoke Detector Ionization Type | FSI-751 | UL 268 | -
Automatic Fire Alarm System | Smoke Detector | System Sensors, Div. of Pittway Corp. | Smoke Detector, Photoelectric | FSP-751 | UL 268 | -
Automatic Fire Alarm System | Smoke Detector | System Sensors, Div. of Pittway Corp. | Smoke Detector, Photoelectric | FSP-751T | UL 268 | -
Automatic Fire Alarm System | Smoke Detector | System Sensors, Div. of Pittway Corp. | Smoke Detector Addressable Intelligent Laser Photoelectric Type) | LPX-751 | UL 268 | -
Automatic Fire Alarm System | Smoke Detector | Texecom Ltd. | Optical Detector with Heat Enhancement | EXODUS OH/2W | BS EN 54-7: 2001+A1 | -
Automatic Fire Alarm System | Smoke Detector | Texecom Ltd. | Optical Detector with Heat Enhancement | EXODUS OH/4W | BS EN 54-7: 2001+A1 | -
Automatic Fire Alarm System | Smoke Detector | thefirebeamCo Ltd. | Linear detector using transmitted light ype thefirebeam TM | FDL241-9 | EN 54-12 12/02, VdS 2504 12/96 | -
Automatic Fire Alarm System | Smoke Detector | Thorn Security Ltd. | Conventional ionisation smoke detector | 6011 | BS EN 54 VII: 2001 | -
Automatic Fire Alarm System | Smoke Detector | Thorn Security Ltd. | Conventional high performance optical (HPO) Smoke Detector | 601PH | BS EN 54 VII: 2001 | -
Automatic Fire Alarm System | Smoke Detector | Thorn Security Ltd. | Conventional Optical Smoke Detector | 601PH | BS EN 54 VII: 2001 | -
Automatic Fire Alarm System | Smoke Detector | Thorn Security Ltd. | Smoke Detector, Photoelectric | 612HP | UL 268 | -
Automatic Fire Alarm System | Smoke Detector | Thorn Security Ltd. | Smoke Detector, Ionization | 612I | UL 268 | -
Automatic Fire Alarm System | Smoke Detector | Thorn Security Ltd. | Smoke Detector, Photoelectric | 612P | UL 268 | -
Automatic Fire Alarm System | Smoke Detector | Thorn Security Ltd. | Smoke Detector, Ionization Type Analog Addressable | 912 I | UL 268 | -
Automatic Fire Alarm System | Smoke Detector | Thorn Security Ltd. | Smoke Detector, Photoelectric Type Analog Addressable | 912HP | UL 268 | -
Automatic Fire Alarm System | Smoke Detector | Thorn Security Ltd. | Smoke Detector, Photoelectric Type Analog Addressable | 912P | UL 268 | -
Automatic Fire Alarm System | Smoke Detector | Thorn Security Ltd. | Ionization Smoke Detector | MF301 | LPC | -
Automatic Fire Alarm System | Smoke Detector | Thorn Security Ltd. | Ionization Smoke Detector | MF301D | LPC | -
Automatic Fire Alarm System | Smoke Detector | Thorn Security Ltd. | Ionization Smoke Detector | MF301DH | LPC | -
Automatic Fire Alarm System | Smoke Detector | Thorn Security Ltd. | Conventional ionization smoke detector | MF601 | BS 5445 VII: 1984, EFSG/F/95/005: 1995 | -
Automatic Fire Alarm System | Smoke Detector | Thorn Security Ltd. | Smoke Detector, Ionization | MF612 | UL 268 | -
Automatic Fire Alarm System | Smoke Detector | Thorn Security Ltd. | Analogue Addressable Ionization Smoke Detector | MF901 | BS5445 VII: 1984, EN 54 VII: 1982 | -
Automatic Fire Alarm System | Smoke Detector | Thorn Security Ltd. | Smoke Detector, Ionization Type Analog Addressable | MF912 | UL 268 | -
Automatic Fire Alarm System | Smoke Detector | Thorn Security Ltd. | Photoelectric Smoke Detector | MR301 | LPC | -
Automatic Fire Alarm System | Smoke Detector | Thorn Security Ltd. | High Performance Optical Smoke Detector (with M300 Base) | MR301T | LPC | -
Automatic Fire Alarm System | Smoke Detector | Thorn Security Ltd. | Addressable Photoelectric Smoke Detector | MR401 | LPCB | -
Automatic Fire Alarm System | Smoke Detector | Thorn Security Ltd. | Addressable Photoelectric Smoke Detector | MR501 | LPCB | -
Automatic Fire Alarm System | Smoke Detector | Thorn Security Ltd. | High Performance Optical Analogue Smoke Detector (with M500 Base) | MR501T | LPC | -
Automatic Fire Alarm System | Smoke Detector | Thorn Security Ltd. | Conventional Optical Smoke Detector | MR601 | BS 5445 VII: 1984, EFSG/F/95/005: 1995 | -
Automatic Fire Alarm System | Smoke Detector | Thorn Security Ltd. | Conventional high performance optical (HPO) Smoke Detector | MR601T | BS 5445 VII: 198, EN 54 VII: 1982 clauses 3,5,21, EFSG/F/95/005: 1995 Clauses 2.1, 2.3, '3.2, '3.3, 3.4, 3.5 | -
Automatic Fire Alarm System | Smoke Detector | Thorn Security Ltd. | Intrinsically safe high performance optical smoke detector | MR601TEx | BS EN 54 VII: 2001, EN 50014: 1997+A1 to A2, EN 50020: 1994, EN 50284: 1999 | -
Automatic Fire Alarm System | Smoke Detector | Thorn Security Ltd. | Smoke Detector, Photoelectric | MR612 | UL 268 | -
Automatic Fire Alarm System | Smoke Detector | Thorn Security Ltd. | Smoke Detector, Photoelectric | MR612T | UL 268 | -
Automatic Fire Alarm System | Smoke Detector | Thorn Security Ltd. | Analogue Addressable Optical Smoke Detector | MR901 | BS 5445 VII: 1984, EN 54 VII: 1982, EFSG/F/95/005: 1995 | -
Automatic Fire Alarm System | Smoke Detector | Thorn Security Ltd. | Analogue Addressable High Performance Optical Smoke Detector | MR901T | BS 5445 VII: 1984, EFSG/F/95/005: 1995 Clauses 2.1,2.3,'3.2,'3.3,3.4,3.5 | -
Automatic Fire Alarm System | Smoke Detector | Thorn Security Ltd. | Smoke Detector, Photoelectric Type Analog Addressable | MR912 | UL 268 | -
Automatic Fire Alarm System | Smoke Detector | Thorn Security Ltd. | Smoke Detector, Photoelectric Type Analog Addressable | MR912T | UL 268 | -
Automatic Fire Alarm System | Smoke Detector | Thorn Security Ltd. | Conventional Carbon Monoxide Fire Detector | MU601 | prEN 54-7 A3 (01-04-97)E | -
Automatic Fire Alarm System | Smoke Detector | Thorn Security Ltd. | Analogue Addressable Carbon Monoxide Fire Detector | MU901 | prEN 54-7 A3 (01-04-97)E | -
Automatic Fire Alarm System | Smoke Detector | TOYO | Photoelectric Smoke Detector 2nd Class | 23-173 |  | -
Automatic Fire Alarm System | Smoke Detector | TOYO | Photoelectric Smoke Detector 2nd Class | 26-47 |  | -
Automatic Fire Alarm System | Smoke Detector | TOYO | Ionization Smoke Detector 2nd Class | 47-28-1 |  | -
Automatic Fire Alarm System | Smoke Detector | TOYO | Ionization Smoke Detector 3rd Class | 48-1-1 |  | -
Automatic Fire Alarm System | Smoke Detector | TOYO | Photoelectric Smoke Detector 2nd Class | 49-54 |  | -
Automatic Fire Alarm System | Smoke Detector | TOYO | Photoelectric Smoke Detector 2nd Class | 49-54-1 |  | -
Automatic Fire Alarm System | Smoke Detector | TOYO | Photoelectric Smoke Detector 2nd Class | 49-54-2 |  | -
Automatic Fire Alarm System | Smoke Detector | TOYO | Photoelectric Smoke Detector 3rd Class | 49-55 |  | -
Automatic Fire Alarm System | Smoke Detector | TOYO | Photoelectric Smoke Detector 3rd Class | 49-55-1 |  | -
Automatic Fire Alarm System | Smoke Detector | TOYO | Photoelectric Smoke Detector 3rd Class | 49-55-2 |  | -
Automatic Fire Alarm System | Smoke Detector | TOYO | Ionization Smoke Detector 2nd Class | 53-171 |  | -
Automatic Fire Alarm System | Smoke Detector | TOYO | Ionization Smoke Detector 3rd Class | 53-172 |  | -
Automatic Fire Alarm System | Smoke Detector | TOYO | Photoelectric Smoke Detector 3rd Class | 53-174 |  | -
Automatic Fire Alarm System | Smoke Detector | TOYO | Accumulative Type Detector 2nd Class | 54-89 |  | -
Automatic Fire Alarm System | Smoke Detector | TOYO | Accumulative Type Detector 3rd Class | 54-90 |  | -
Automatic Fire Alarm System | Smoke Detector | TOYO | Photoelectric Smoke Detector 3rd Class | 56-48 |  | -
Automatic Fire Alarm System | Smoke Detector | Transmould Ltd. | Abakigye Addressable Ionisation Smoke Detector | MAI810 | EN 54 VII: 2000 | -
Automatic Fire Alarm System | Smoke Detector | Transmould Ltd. | Analogue Addressable Photoelectric Smoke Detector | MAP820 | EN 54 VII: 2000 | -
Automatic Fire Alarm System | Smoke Detector | Transmould Ltd. | Ionisation Smoke Detector | MID 710 | LPC | -
Automatic Fire Alarm System | Smoke Detector | Transmould Ltd. | Conventional ionisation smoke detector | MID810 | EN 54 VII: 2000 | -
Automatic Fire Alarm System | Smoke Detector | Transmould Ltd. | Photoelectric Smoke Detector | MPD 720 | LPC | -
Automatic Fire Alarm System | Smoke Detector | Transmould Ltd. | Conventional Photoelectric Smoke Detector | MPD820 | EN 54 VII: 2000 | -
Automatic Fire Alarm System | Smoke Detector | Tsuruno Electrio Appliance Mfg. Co td. | Smoke Detector | TS-119 |  | -
Automatic Fire Alarm System | Smoke Detector | Tyco Electronic Product Group | Ionization Smoke Detector | 814I | AS 160'3.2-1997+A1, AS 1603.1-1997+A1 | -
Automatic Fire Alarm System | Smoke Detector | Tyco Electronics Product Group U.K. | Ionization Smoke Detector | 8011 | prEN 54-7 | -
Automatic Fire Alarm System | Smoke Detector | Tyco Electronics Product Group U.K. | Carbon Monoxide Fire Detector | Minerva MU614 | AS 1603.2-1997 | -
Automatic Fire Alarm System | Smoke Detector | Tyco Safety Products | Photoelectric Smoke Detector | MX 814P | AS 160'3.2-1997+A1 | -
Automatic Fire Alarm System | Smoke Detector | Unitec | Ionization Smoke Detector | UT-315 | UL | -
Automatic Fire Alarm System | Smoke Detector | Universal Det | Ionization Smoke Detector | EI 1000 |  | -
Automatic Fire Alarm System | Smoke Detector | UTC Fire & Security | Smoke Detector | ZP730-2P | UNE-EN 54-7: 2001 | -
Automatic Fire Alarm System | Smoke Detector | Vision Products Pty Ltd. | VESDA LasterPLUS high sensitivity aspirating smoke detection system |  | CEA GEI 1-048 | -
Automatic Fire Alarm System | Smoke Detector | Vision Products Pty Ltd. | VESDA® LaserCOMPACT™ | VLC-500 Relays only version (RO) | AS 1603.8-1996 | -
Automatic Fire Alarm System | Smoke Detector | Vision Products Pty Ltd. | VESDA® LaserCOMPACT™ | VLC-505 VESDAnet version (VN) | AS 1603.8-1996 | -
Automatic Fire Alarm System | Smoke Detector | Vision Products Pty. Ltd. | Communication Sub-Board | E700-COMM | SSL | -
Automatic Fire Alarm System | Smoke Detector | Vision Products Pty. Ltd. | Digital Control Card | E700-DC | SSL | -
Automatic Fire Alarm System | Smoke Detector | Vision System Inc. | Aspirated smoke detection System | VLF-250 | 3230-350 | -
Automatic Fire Alarm System | Smoke Detector | Vision System Inc. | Aspirated smoke detection System | VLF-500 | 3230-350 | -
Automatic Fire Alarm System | Smoke Detector | Vision System Ltd. | VESDA® LaserPLUS™ Aspirating Smoke Detector | VLP-012 | AS 1603.8-1996 | -
Automatic Fire Alarm System | Smoke Detector | Vision System Ltd. | VESDA® LaserPLUS™ | VLS-314 FD Scanner | AS 1603.8-1996 | -
Automatic Fire Alarm System | Smoke Detector | Visonic Ltd. | Smoke Detector, photoelectric | MCT-425 | EN 54-7: 2000, EN 14604: 2005 | -
Automatic Fire Alarm System | Smoke Detector | WAGNER Alarm - und Sicherungssysteme GmbH SchleswigstraBe 5 | Aspirating Smoke Detector | TITANUS SUPER SENS | CEA GEI 1-77 24/2/1999 | -
Automatic Fire Alarm System | Smoke Detector | Wagner Alarm-und Sicherungssysteme | Air Sampling Smoke Detector | AD1-C11 | CEA GEI 1-48(01/97) | -
Automatic Fire Alarm System | Smoke Detector | Wagner Alarm-und Sicherungssysteme | Air Sampling Smoke Detector | AD1-S11 | CEA GEI 1-48(01/97) | -
Automatic Fire Alarm System | Smoke Detector | Wagner Alarm-und Sicherungssysteme | Air Sampling Smoke Detector | AD2-C11 | CEA GEI 1-48(01/97) | -
Automatic Fire Alarm System | Smoke Detector | Wagner Alarm-und Sicherungssysteme | Air Sampling Smoke Detector | AD2-F11 | CEA GEI 1-48(01/97) | -
Automatic Fire Alarm System | Smoke Detector | Wagner Alarm-und Sicherungssysteme | Air Sampling Smoke Detector | AD2-S | CEA GEI 1-48(01/97) | -
Automatic Fire Alarm System | Smoke Detector | Wagner Alarm-und Sicherungssysteme | Air Sampling Smoke Detector | AD2-S11 | CEA GEI 1-48(01/97) | -
Automatic Fire Alarm System | Smoke Detector | Wagner Alarm-und Sicherungssysteme | Active Smoke Detector | BD3-C11 | EN 54 VII, VdS 2110 | -
Automatic Fire Alarm System | Smoke Detector | Wagner Alarm-und Sicherungssysteme | Active Smoke Detector | BD3-H | EN 54 VII, VdS 2110 | -
Automatic Fire Alarm System | Smoke Detector | Wagner Alarm-und Sicherungssysteme | Aspirating Smoke System | BD5-BR12 | EN 54 VII, EMC 2110 | -
Automatic Fire Alarm System | Smoke Detector | Wagner Alarm-und Sicherungssysteme | Aspirating Smoke System | BD5-C/CK | EN 54 VII, EMC 2110 | -
Automatic Fire Alarm System | Smoke Detector | Wagner Alarm-und Sicherungssysteme | Aspirating Smoke System | BD5-H | EN 54 VII, EMC 2110 | -
Automatic Fire Alarm System | Smoke Detector | Wagner Alarm-und Sicherungssysteme | Aspirating Smoke Detector Base | DB1151A | CEA GEI 1-48 (01/97) | -
Automatic Fire Alarm System | Smoke Detector | Wagner Alarm-und Sicherungssysteme | Aspirating Smoke Detector | DO1151A | CEA GEI 1-48 (01/97) | -
Automatic Fire Alarm System | Smoke Detector | Wagner Alarm-und Sicherungssysteme | Aspirating Smoke Detector | DO1153A | CEA GEI 1-48 (01/97) | -
Automatic Fire Alarm System | Smoke Detector | Wagner Alarm-und Sicherungssysteme | Aspirating Smoke Detector | DO1161A | CEA GEI 1-48 (01/97) | -
Automatic Fire Alarm System | Smoke Detector | Wagner Alarm-und Sicherungssysteme | Air Sampling Smoke Detector | TITANUS 1000 | CEA GEI 1-48(01/97) | -
Automatic Fire Alarm System | Smoke Detector | Wagner Alarm-und Sicherungssysteme | Air Sampling Smoke Detector | TITANUS 2000 | CEA GEI 1-48(01/97) | -
Automatic Fire Alarm System | Smoke Detector | Wagner Alarm-und Sicherungssysteme | Aspirating Smoke Detector | Titanus Pro Sens | CEA 4022 12/99, VS 2344 02/99 | -
Automatic Fire Alarm System | Smoke Detector | Wagner Alarm-und Sicherungssysteme | Aspirating Smoke Detector | Titanus Pro Sens2 | CEA 4022 12/99, VS 2344 02/99 | -
Automatic Fire Alarm System | Smoke Detector | Wagner Alarm-und Sicherungssysteme | Aspirating Smoke Detector | TITANUS SUPER SENS | CEA GEI 1-77 | -
Automatic Fire Alarm System | Smoke Detector | Wagner Alarm-und Sicherungssysteme | Aspirating Smoke Detector | TITANUS TOPSENS® | CEA 4022 12/99, VS 2344 02/99 | -
Automatic Fire Alarm System | Smoke Detector | Wagner Alarm-und Sicherungssysteme | Aspirating Smoke Detector | TITANUS TOPSENS® 2 | CEA 4022 12/99, VS 2344 02/99 | -
Automatic Fire Alarm System | Smoke Detector | Westclox Canada Ltd. | Smoke Detector | 483500 |  | -
Automatic Fire Alarm System | Smoke Detector | Westclox Canada Ltd. | Smoke Detector | 483700 |  | -
Automatic Fire Alarm System | Smoke Detector | Wizmart Technology Inc. | Conventional Smoke Detector | NB338-2 | EN 54 VII: 2000 | -
Automatic Fire Alarm System | Smoke Detector | Wizmart Technology Inc. | Conventional Smoke Detector | NB338-2-LED | EN 54 VII: 2000 | -
Automatic Fire Alarm System | Smoke Detector | Wizmart Technology Inc. | Conventional Smoke Detector | NB338-4-12 | EN 54 VII: 2000 | -
Automatic Fire Alarm System | Smoke Detector | Wizmart Technology Inc. | Conventional Smoke Detector | NB338-4-24 | EN 54 VII: 2000 | -
Automatic Fire Alarm System | Smoke Detector | Wizmart Technology Inc. | Analogue Addressable Smoke Detector | NB358A-S | EN 54 VII: 2000 | -
Automatic Fire Alarm System | Smoke Detector | Wizmart Technology Inc. | Analogue Addressable Smoke Detector | NB358A-S-LED | EN 54 VII: 2000 | -
Automatic Fire Alarm System | Smoke Detector | Wizmart Technology Inc. | Analogue Addressable Smoke Detector | NB358D-S | EN 54 VII: 2000 | -
Automatic Fire Alarm System | Smoke Detector | Wizmart Technology Inc. | Analogue Addressable Smoke Detector | NB358D-S-LED | EN 54 VII: 2000 | -
Automatic Fire Alarm System | Smoke Detector | Wizmart Technology Inc. | Conventional Smoke Detector | NB728-V-1 | prEN14604 03/03 | -
Automatic Fire Alarm System | Smoke Detector | Wizmart Technology Inc. | Smoke Warning Detector | NB728-V-1-I | prEN14604 03/03 | -
Automatic Fire Alarm System | Smoke Detector | Ziton | Ionization Smoke Detector | 2310-2 |  | -
Automatic Fire Alarm System | Smoke Detector | Ziton | Ionization Smoke Detector | 2310-2M |  | -
Automatic Fire Alarm System | Smoke Detector | Ziton Australia | Ziton Photo-optical smoke detector | ZP 730-1 | SSL | -
Automatic Fire Alarm System | Smoke Detector | Ziton Australia | Ziton Analogue Ionization Smoke Detector | ZP710-1 | SSL | -
Automatic Fire Alarm System | Smoke Detector | Ziton Ltd. | Multisensor Detector (smoke & heat( | ZX832-2 | EN 54 V, VII: 2000 | -
Automatic Fire Alarm System | Smoke Detector | Ziton SA (Pty) Ltd. | Ionization Smoke Detector (Fixed Sensitivity) | Z610-1 | LPC | -
Automatic Fire Alarm System | Smoke Detector | Ziton SA (Pty) Ltd. | Ionization Smoke Detector (Adjustable Sensitivity) | Z610A-1 | LPC | -
Automatic Fire Alarm System | Smoke Detector | Ziton SA (Pty) Ltd. | Optical Smoke Detector (Fixed Sensitivity) | Z630-1 | LPC | -
Automatic Fire Alarm System | Smoke Detector | Ziton SA (Pty) Ltd. | Optical Smoke Detector (Adjustable Sensitivity) | Z630A-1 | LPC | -
Automatic Fire Alarm System | Smoke Detector | Ziton SA (Pty) Ltd. | Ionization Smoke Detector (Fixed Senstivity) | Ziton Z610-1 | BS 5445 VII: 1984, EN 54 VII: 1982 | -
Automatic Fire Alarm System | Smoke Detector | Ziton SA (Pty) Ltd. | Ionization Smoke Detector (Adjustable Sensitivity) | Ziton Z610A-1 | BS 5445 VII: 1984, EN 54 VII: 1982 | -
Automatic Fire Alarm System | Smoke Detector | Ziton SA (Pty) Ltd. | Optical Smoke Detector (Fixed Sensitivity) | Ziton Z630-1 | BS 5445 VII: 1984, EN 54 VII: 1982 | -
Automatic Fire Alarm System | Smoke Detector | Ziton SA (Pty) Ltd. | Optical Smoke Detector (Adjustable Sensitivity) | Ziton Z630A-1 | BS 5445 VII: 1984, EN 54 VII: 1982 | -
Automatic Fire Alarm System | Smoke Detector | Ziton SA (Pty) Ltd. | Analogue Ionization Smoke Detector | Ziton ZP710-2 | BS 5445 VII: 1984, EN 54 VII: 1982 | -
Automatic Fire Alarm System | Smoke Detector | Ziton SA (Pty) Ltd. | Analogue Addressable Photoelectric Smoke Detector | Ziton ZP730-2 | BS 5445 VII: 1984, EN 54 VII: 1982 | -
Automatic Fire Alarm System | Smoke Detector | 上海能美西科姆消防設備有限公司 | 點型光電感煙火災探測器 | FDK38ZZ | GB4715-2005 | -
Automatic Fire Alarm System | Smoke Detector | 上海能美西科姆消防設備有限公司 | 點型光電感煙火災探測器 | JTY-GD-K29 | GB4715-2005 | -
Automatic Fire Alarm System | Smoke Detector | 日本國能美防災株式會社 | 點型感煙火災探測器 | FDK26Z9-X | GB4715-2005 | -
Automatic Fire Alarm System | Smoke Detector | 日本國能美防災株式會社 | 點型光電感煙火災探測器 | FDK38Z | GB4715-2005 | -
Automatic Fire Alarm System | Smoke Detector | 日本國報知機株式會社 | 點型光電感煙火災探測器 | SLV-C | GB4715-93 | -
Automatic Fire Alarm System | Smoke Detector | 北京西門子西伯樂斯電子有限公司 |  | JTY-GD/BDS051 | GB4715-93 | -
Automatic Fire Alarm System | Smoke Detector | 北京西門子西伯樂斯電子有限公司 | 點型光電感煙火災探測器 | JTY-GD/OP520 | GB4715-93 | -
Automatic Fire Alarm System | Smoke Detector | 北京利達華信電子有限公司 | 點型複合式感煙感溫火災探測器 | JTF-GDF/LD3200E | GB4715-2005, GB4716-2005 | -
Automatic Fire Alarm System | Smoke Detector | 北京利達華信電子有限公司 | 點型光電煙火災探測器 | JTY-GM-LD3000EN(B) | GB4715-2005 | -
Automatic Fire Alarm System | Smoke Detector | 北京利達華信電子有限公司 | 點型光電煙火災探測器 | JTY-GM-LD3000EN/A | GB4715-2005 | -
Automatic Fire Alarm System | Smoke Detector | 北京獅島消防電子有限公司 | 點型光電感煙火災探測器 | JTY-GD-SD6800 | GB4715-93 | -
Automatic Fire Alarm System | Smoke Detector | 西安盛賽爾電子有限公司 | 點型光電感煙火災探測器 | GENT 981371 | GB4715-93 | -
Automatic Fire Alarm System | Smoke Detector | 西安盛賽爾電子有限公司 | 獨立式光電感煙火災探測報警器 | JTYJ-GD-2690/B | GB20517-2006 | -
Automatic Fire Alarm System | Smoke Detector | 海灣安全技術股份有限公司 | 點型復合式感煙感溫火災探測器 | JTFB-GOF-GST601 | GB4715-93, 4716-93 | -
Automatic Fire Alarm System | Smoke Detector | 海灣安全技術股份有限公司 | 點型復合式感煙感溫火災探測器 | JTF-GOM-GST601 | GB4715-93, 4716-93 | -
Automatic Fire Alarm System | Smoke Detector | 海灣安全技術股份有限公司 | 點型光電感煙火災探測器 | JTY-GF-GST9711 | GB4715-2005 | -
Automatic Fire Alarm System | Smoke Detector | 海灣安全技術股份有限公司 | 點型光電感煙火災探測器 | JTY-GM-GST9611 | GB4715-93 | -
Automatic Fire Alarm System | Smoke Detector | 深圳市泛海三江電子有限公司 | 黠型光電感煙火災探測器 | JTY-GD-F311 | GB4715-2005 | -
Automatic Fire Alarm System | Smoke Detector | 深圳市泛海三江電子有限公司 | 黠型光電感煙火災探測器 | JTY-GD-F321 | GB4715-2005 | -
Automatic Fire Alarm System | Smoke Detector | 深圳市泛海三江電子有限公司 | 獨立式光電感煙火災探測報警器 | JTY-GD-H361 | GB4715-2005 | -
Automatic Fire Alarm System | Smoke Detector | 深圳市奧瑞那光子技術有限公司 | 點型光電感煙火災探測器 | JTY-GD-OT302 | GB4715-93 | -
Automatic Fire Alarm System | Smoke Detector | 深圳市奧瑞那光子技術有限公司 | 點型光電感煙火災探測器 | JTY-GD-OT502 | GB4715-93 | -
Automatic Fire Alarm System | Smoke Detector | 深圳市奧瑞那光子技術有限公司 | 點型光電感煙火災探測器 | JTY-GD-OT602 | GB4715-2005 | -
Automatic Fire Alarm System | Smoke Detector | 深圳市奧瑞那光子技術有限公司 | 獨立式光電感煙火災探測報警器 | JTY-GD-OT701 | GB20517-2006 | -
Automatic Fire Alarm System | Smoke Detector | 深圳市奧瑞那光子技術有限公司 | 獨立式光電感煙火災探測報警器 | JTY-GD-OT702 | GB20517-2006 | -
Automatic Fire Alarm System | Smoke Detector | 深圳市賦安安全系統有限公司 | 點型光電感煙火災探測器 | JTY-GM-FS1017 | GB4715-2005 | -
Automatic Fire Alarm System | Smoke Detector |  | Smoke Detector | 1851 | UL, FIRTO | -
Automatic Fire Alarm System | Smoke Detector |  | Ionization Smoke Detector | 7430-31 | BSI | -
Automatic Fire Alarm System | Smoke Detector |  | Smoke Detector | 809A |  | -
Automatic Fire Alarm System | Smoke Detector |  | Ionization Smoke Detector | 842PI | UL | -
Automatic Fire Alarm System | Smoke Detector |  | Photoelectric detector | 842PP | UL | -
Automatic Fire Alarm System | Smoke Detector |  | Ionization Smoke Detector | 844PI | UL | -
Automatic Fire Alarm System | Smoke Detector |  | Aritech smoke detector | DI612 | FIRTO | -
Automatic Fire Alarm System | Smoke Detector |  | Aritech smoke detector | DP611 | FIRTO | -
Automatic Fire Alarm System | Smoke Detector |  | Smoke Detector | M 900B-1 |  | -
Automatic Fire Alarm System | Smoke Detector |  | Smoke Detector | M900B |  | -
Automatic Fire Alarm System | Beam Detector | Gulf Security Technology Co Ltd. | Intelligent Optical Beam Detector | JTY-HM-GST 102 | EN 54-12: 2002 | -
Automatic Fire Alarm System | Beam Detector | Hochiki Corp. Ltd. | Photoelectric Beam Detector | SPA-EA | LPC | -
Automatic Fire Alarm System | Flame Detector | AFA-Minerva | InfraRed Flame Detector | SB101 | FIRTO | -
Automatic Fire Alarm System | Flame Detector | Armtec Inc. | Ultraviolet Flame Detector | 651 | FMRC | -
Automatic Fire Alarm System | Flame Detector | Armtec Inc. | Ultraviolet Flame Detector | 652 | FMRC | -
Automatic Fire Alarm System | Flame Detector | Armtec Inc. | Ultraviolet Flame Detector | 653 | FMRC | -
Automatic Fire Alarm System | Flame Detector | Armtec Inc. | Ultraviolet Flame Detector | 654 | FMRC | -
Automatic Fire Alarm System | Flame Detector | Armtec Inc. | Ultraviolet Flame Detector | 655 | FMRC | -
Automatic Fire Alarm System | Flame Detector | Armtec Inc. | Ultraviolet Flame Detector | 656 | FMRC | -
Automatic Fire Alarm System | Flame Detector | Armtec Inc. | Ultraviolet Flame Detector | 657 | FMRC | -
Automatic Fire Alarm System | Flame Detector | Armtec Inc. | Ultraviolet Flame Detector | 658 | FMRC | -
Automatic Fire Alarm System | Flame Detector | Armtec/Regen Inc. | Ultraviolet Infrared Flame Detector | 850-0X000 | FMRC | -
Automatic Fire Alarm System | Flame Detector | Armtec/Regen Inc. | Ultraviolet-infrared Flame Detector | 850-0X300 | FMRC 3260 2/77, 3600 3/89, 3615 3/89, 3820 9/79, ANSI/NEMA 250 3/91 | -
Automatic Fire Alarm System | Flame Detector | Armtec/Regen Inc. | Ultraviolet Infrared Flame Detector | 850-1X000 | FMRC | -
Automatic Fire Alarm System | Flame Detector | Armtec/Regen Inc. | Ultraviolet Infrared Flame Detector | 850-1X300 | FMRC | -
Automatic Fire Alarm System | Flame Detector | Cerberus | Infrared Flame Detector | S2406 | Vds | -
Automatic Fire Alarm System | Flame Detector | Cerberus | InfraRed Flame Detector | S610 | VdS | -
Automatic Fire Alarm System | Flame Detector | Cerberus AG | Intrinsically Safe Infra Red Flame Detector | S2406ex | BASEEFA | -
Automatic Fire Alarm System | Flame Detector | Control Logic s.r.l. | IR-Flame Detector | RIV-601/F | DIN EN 54-10: 05/02, VdS 2504: 12/96 | -
Automatic Fire Alarm System | Flame Detector | Detector Electronics | Ultra-Violet Detector | C7050 | BASEEFA, FM | -
Automatic Fire Alarm System | Flame Detector | Detector Electronics | Ultraviolet Flame Radiation Detector | C7050B | FMRC | -
Automatic Fire Alarm System | Flame Detector | Detector Electronics | UV/IR Radiation Flame Detectors | C7052B | FM | -
Automatic Fire Alarm System | Flame Detector | Detector Electronics | UV/IR Radiation Flame Detectors | C7052C | FM | -
Automatic Fire Alarm System | Flame Detector | Detector Electronics | UV/IR Radiation Flame Detectors | C7052J | FM | -
Automatic Fire Alarm System | Flame Detector | Detector Electronics | UV/IR Radiation Flame Detectors | C7052J | FM | -
Automatic Fire Alarm System | Flame Detector | Detector Electronics | Flame Sensor | R7484 | FM | -
Automatic Fire Alarm System | Flame Detector | Detector Electronics | UV/IR Radiation Flame Detectors | R7494B | FM | -
Automatic Fire Alarm System | Flame Detector | Detector Electronics | Infra-red Detector | U7099A | BASEEFA, FM | -
Automatic Fire Alarm System | Flame Detector | Detector Electronics | Infrared Flame Sensor for Fire Alarm Signaling Application | U7652B | FM | -
Automatic Fire Alarm System | Flame Detector | Detector Electronics | Infra-red Detector | U7698A | BASEEFA, FM | -
Automatic Fire Alarm System | Flame Detector | Detector Electronics | Infra-red Detector | U7698D | BASEEFA, FM | -
Automatic Fire Alarm System | Flame Detector | Detector Electronics | Infrared Flame Detector | U7698E | BASEEFA | -
Automatic Fire Alarm System | Flame Detector | Detector Electronics | Ultraviolet Test Lamo | W8066 | FM | -
Automatic Fire Alarm System | Flame Detector | Detector Electronics Corp. | Flame Sensor (UV) | X2200 | 3260 | -
Automatic Fire Alarm System | Flame Detector | Detector Electronics Corp. | Multispectrum IR Flame Detector | X3301 | FM 3260, CSA C2'3.2 25-1966,30-M1986, 94-M91, 142-M1987) | -
Automatic Fire Alarm System | Flame Detector | Detector Electronics Corp. | Flame Sensor (UV/IR) | X5200 | 3260 | -
Automatic Fire Alarm System | Flame Detector | Detector Electronics Corp. | Flame Sensor (IR) | X9800 | 3260 | -
Automatic Fire Alarm System | Flame Detector | Fire Fighting Enterprises | Chubb Series 10000 - Hochiki: UV Flame Detector HF-24A MK1with YBNC-RL/4AH4 or YBF-RL/3J Slave Base |  |  | -
Automatic Fire Alarm System | Flame Detector | Fire Sentry Corportation | Flame Detection System | FS2000 | FM | -
Automatic Fire Alarm System | Flame Detector | Fire Sentry Corportation | Flame Detector | SS3-A | FMRC 3260 (9/94) | -
Automatic Fire Alarm System | Flame Detector | Fire Sentry Corportation | Flame Detector | SS3-AB | FMRC 3260 (9/94) | -
Automatic Fire Alarm System | Flame Detector | Fire Sentry Corportation | Flame Detector | SS3-ABN | FMRC 3260 (9/94) | -
Automatic Fire Alarm System | Flame Detector | Fire Sentry Corportation | Flame Detector | SS3-AN | FMRC 3260 (9/94) | -
Automatic Fire Alarm System | Flame Detector | Fire Sentry Corportation | Multi-spectrum Flame Detector | SS4-A | FMRC 3260 (2/77), FMRC 3600 (3/89), FMRC 3615 3/89, FMRC 3820 (9/79), ANSI/NEMA 250-1991 | -
Automatic Fire Alarm System | Flame Detector | General Monitors | Ultraviolet Infrared Flame Detector | FL 3000 P?N 70550-1 | FM | -
Automatic Fire Alarm System | Flame Detector | General Monitors Inc. | Flame Detector | FK3100 (UV/IR) | FM 3260, CSA C2'3.2 25-1966,30-M1986, 94-M91, 142-M1987) | -
Automatic Fire Alarm System | Flame Detector | General Monitors Inc. | Flame Detector | FL3101 (UV) | FM 3260, CSA C2'3.2 25-1966,30-M1986, 94-M91, 142-M1987) | -
Automatic Fire Alarm System | Flame Detector | General Monitors Inc. | Flame Detector | FL3102(IR) | FM 3260, CSA C2'3.2 25-1966,30-M1986, 94-M91, 142-M1987) | -
Automatic Fire Alarm System | Flame Detector | General Monitors Inc. | Ultraviolet Flame Sensor | V (P/N 70100-2) | FMR | -
Automatic Fire Alarm System | Flame Detector | General Monitors Inc. | Flame Sensor (UV/IR) | VI (P/N 70116) | FMR | -
Automatic Fire Alarm System | Flame Detector | Meggitt Avionics | Dual Pass UV/IR Flame Detector | 850-0X010 | FMRC 3260 (9/94) | -
Automatic Fire Alarm System | Flame Detector | Meggitt Avionics | Dual Pass UV/IR Flame Detector | 850-0X310 | FMRC 3260 (9/94) | -
Automatic Fire Alarm System | Flame Detector | Meggitt Avionics | Dual Pass UV/IR Flame Detector | 850-1X010 | FMRC 3260 (9/94) | -
Automatic Fire Alarm System | Flame Detector | Meggitt Avionics | Dual Pass UV/IR Flame Detector | 850-1X310 | FMRC 3260 (9/94) | -
Automatic Fire Alarm System | Flame Detector | Meggitt Avionics Inc. | Ultraviolet Flame Detector | 660-0XXX | FMRC 3260 (9/94) | -
Automatic Fire Alarm System | Flame Detector | Meggitt Avionics Inc. | Ultraviolet Flame Detector | 660-1XXXX UV | FMRC 3260 (9/94) | -
Automatic Fire Alarm System | Flame Detector | Meggitt Avionics Inc. | Ultraviolet-infrared Flame Detector | 860-0XXXX | FMRC 3260 (9/94) | -
Automatic Fire Alarm System | Flame Detector | Meggitt Avionics Inc. | Ultraviolet-infrared Flame Detector | 860-1XXXX | FMRC 3260 (9/94) | -
Automatic Fire Alarm System | Flame Detector | Net Safety Monitoring Inc. | Flame Detector | IR3S | FM 3260 | -
Automatic Fire Alarm System | Flame Detector | Net Safety Monitoring Inc. | Flame Detector | IRS | FM 3260 | -
Automatic Fire Alarm System | Flame Detector | Net Safety Monitoring Inc. | Flame Detector | UV/IRS | FM 3260 | -
Automatic Fire Alarm System | Flame Detector | Net Safety Monitoring Inc. | Flame Detector | UVS | FM 3260 | -
Automatic Fire Alarm System | Flame Detector | Net Safety Monitoring Inc. | Flame Detector | UVU | FM 3260 | -
Automatic Fire Alarm System | Flame Detector | Siemens Building Technologies AG | IR Flame Detector | FDF221-9 | DIN EN54-10, VdS 2504 | -
Automatic Fire Alarm System | Flame Detector | Siemens Building Technologies AG | IR Flame Detector | FDF241-9 | DIN EN54-10, VdS 2504 | -
Automatic Fire Alarm System | Flame Detector | Siemens Building Technologies AG, Cerberus Division | Flame Detector | DF1101Ex | prN54 X: 1997 E | -
Automatic Fire Alarm System | Flame Detector | Siemens Building Technologies AG, Cerberus Division | IR-Flame Detector | DF1151-Ex | prEN 54-10 09/97, VdS 2504 12/96 | -
Automatic Fire Alarm System | Flame Detector | Siemens Building Technologies AG, Cerberus Division | Flame Detector | DF1191 | prN54 X: 1997 E | -
Automatic Fire Alarm System | Flame Detector | Siemens Building Technologies AG, Cerberus Division | Flame Detector | DF1192 | prN54 X: 1997 E | -
Automatic Fire Alarm System | Flame Detector | Spectrex Inc. | Triple IR Sensor | 20/20CTIP/CTIN | FM Class 3260: 8/00, ANSI/FM 3260: 2/04 | -
Automatic Fire Alarm System | Flame Detector | Spectrex Inc. | IR Triple Spectrum Sensor | 20/20H | FM Class 3260: 8/00, ANSI/FM 3260: 2/04 | -
Automatic Fire Alarm System | Flame Detector | Spectrex Inc. | Infrared Flame Detector | 20/20I | FM Class 3260: 8/00 | -
Automatic Fire Alarm System | Flame Detector | Spectrex Inc. | Ultraviolet-infrared Flame Detector | 20/20L | FM Class 3260: 8/00 | -
Automatic Fire Alarm System | Flame Detector | Spectrex Inc. | Ultraviolet Infrared Flame Detector | 20/20LB | FM | -
Automatic Fire Alarm System | Flame Detector | Spectrex Inc. | Ultraviolet-infrared Flame Detector | 20/20LB | FM Class 3260: 8/00 | -
Automatic Fire Alarm System | Flame Detector | Spectrex Inc. | IR Triple Spectrum Sensor | 20/20MH | FM Class 3260: 8/00, ANSI/FM 3260: 2/04 | -
Automatic Fire Alarm System | Flame Detector | Spectrex Inc. | IR Triple Spectrum Sensor | 20/20MI-1 | FM Class 3260: 8/00, ANSI/FM 3260: 2/04 | -
Automatic Fire Alarm System | Flame Detector | Spectrex Inc. | Triple IR Flame Detector | 20/20MI-3 | FM Class 3260: 8/00 | -
Automatic Fire Alarm System | Flame Detector | Spectrex Inc. | UV/IR Dual Sensor | 20/20ML | FM Class 3260: 8/00, ANSI/FM 3260: 2/04 | -
Automatic Fire Alarm System | Flame Detector | Spectrex Inc. | IR Single Sensor | 20/20MR | FM Class 3260: 8/00, ANSI/FM 3260: 2/04 | -
Automatic Fire Alarm System | Flame Detector | Spectrex Inc. | UV Single Sensor | 20/20MU | FM Class 3260: 8/00, ANSI/FM 3260: 2/04 | -
Automatic Fire Alarm System | Flame Detector | Spectrex Inc. | IR Single Sensor | 20/20SH | FM Class 3260: 8/00, ANSI/FM 3260: 2/04 | -
Automatic Fire Alarm System | Flame Detector | Spectrex Inc. | Infrared Flame Detector | 20/20SI | FM Class 3260: 8/00 | -
Automatic Fire Alarm System | Flame Detector | Spectrex Inc. | Ultraviolet Flame Detector | 20/20U | FM Class 3260: 8/00 | -
Automatic Fire Alarm System | Flame Detector | Spectrex Inc. | Ultraviolet Flame Detector | 20/20UB | FM | -
Automatic Fire Alarm System | Flame Detector | Spectrex Inc. | Ultraviolet Flame Detector | 20/20UB | FM Class 3260: 8/00 | -
Automatic Fire Alarm System | Flame Detector | Spectronix Ltd. | Ultraviolet - Flame Sensor | 752002 | FMRC 3260 2/77, FMRC 3600 3/89, FMRC 3615 3/89, FMRC 3820 9/79, ANSI/EMA 250-1985 3/87 | -
Automatic Fire Alarm System | Flame Detector | Spectronix Ltd. | Infrared Flame Detector | SharpEye TM 780002 | FMRC 3260 2/77, FMRC 3600 3/89, FMRC 3615 3/89, FMRC 3820 9/79, ANSI/EMA 250-1991 | -
Automatic Fire Alarm System | Flame Detector | Taletum Developemnts Ltd. | Conventional IR Exd Flammeproof Flame Detector | 016519 | EN 54-10: 2002 | -
Automatic Fire Alarm System | Flame Detector | Taletum Developemnts Ltd. | Conventional IR Intrinsically Safe Flame Detector | 016579 | EN 54-10: 2002 | -
Automatic Fire Alarm System | Flame Detector | Taletum Developemnts Ltd. | Analogue Addressable IR Exd Flameproof Detector | 016619 | EN 54-10: 2002 | -
Automatic Fire Alarm System | Flame Detector | Taletum Developemnts Ltd. | Analogue Addressable IR Intrinsically Safe Flame Detector | 016679 | EN 54-10: 2002 | -
Automatic Fire Alarm System | Flame Detector | Taletum Developemnts Ltd. | Analogue Addressable IR Flame Detector | 016689 | EN 54-10: 2002 | -
Automatic Fire Alarm System | Flame Detector | Taletum Developemnts Ltd. | Conventional IR Flame Detector | 016859 | EN 54-10: 2002 | -
Automatic Fire Alarm System | Flame Detector | Thorn Security Ltd. | Flame Detector | 601F | EN 54 X: 2002 | -
Automatic Fire Alarm System | Flame Detector | Thorn Security Ltd. | Flame Detector (Intrinsically Safe) | 601FEx | EN 54 X: 2002, EN 50014: 1997 +A1 to A2 | -
Automatic Fire Alarm System | Flame Detector | Thorn Security Ltd. | Flame Detector | 801F | EN 54 X: 2002 | -
Automatic Fire Alarm System | Flame Detector | Thorn Security Ltd. | Flame Detector (Intrinsically Safe) | 801FEx | EN 50020: 2002 | -
Automatic Fire Alarm System | Flame Detector | Thorn Security Ltd. | Infra-red Flame Detector | S111 | LPC | -
Automatic Fire Alarm System | Flame Detector | Thorn Security Ltd. | Infra-red Flame Detector | S112 | LPC | -
Automatic Fire Alarm System | Flame Detector | Thorn Security Ltd. | Infra-red Flame Detector | S121 | LPC | -
Automatic Fire Alarm System | Flame Detector | Thorn Security Ltd. | Infra-red Flame Detector | S131 | LPC | -
Automatic Fire Alarm System | Flame Detector | Thorn Security Ltd. | Infra-red Flame Detector | S161 | LPC | -
Automatic Fire Alarm System | Flame Detector | Thorn Security Ltd. | Infra-red Flame Detector | S231f+ | prEN54 X: 1997E, EN 50014: 1997+A1 to A5, EN 50020: 1997+A1 to A3 | -
Automatic Fire Alarm System | Flame Detector | Thorn Security Ltd. | Infra-red Flame Detector | S231i+ | prEN54 X: 1997E, EN 50014: 1997+A1 to A5, EN 50020: 1997+A1 to A2 | -
Automatic Fire Alarm System | Flame Detector | Thorn Security Ltd. | Infra-red Flame Detector | S241f+ | prEN54 X: 1997E, EN 50014: 1997+A1 to A5, EN 50020: 1997+A1 to A3 | -
Automatic Fire Alarm System | Flame Detector | Thorn Security Ltd. | Infra-red Flame Detector | S241i+ | prEN54 X: 1997E, EN 50014: 1997+A1 to A5, EN 50020: 1997+A1 to A2 | -
Automatic Fire Alarm System | Flame Detector | Thorn Security Ltd. | Infra-red Flame Detector | S251f+ | prEN54 X: 1997E, EN 50014: 1997+A1 to A5, EN 50020: 1997+A1 to A3 | -
Automatic Fire Alarm System | Flame Detector | Thorn Security Ltd. | Infra-red Flame Detector | S251f+ | prEN54 X: 1997E, EN 50014: 1997+A1 to A5, EN 50020: 1997+A1 to A3 | -
Automatic Fire Alarm System | Flame Detector | Thorn Security Ltd. | Infra-red Flame Detector | S251i+ | prEN54 X: 1997E, EN 50014: 1997+A1 to A5, EN 50020: 1997+A1 to A2 | -
Automatic Fire Alarm System | Flame Detector | 上海翼捷工業安防技術有限公司 | 點型紅外火焰探測器 | A710/IR3 | GB15631-2008 | -
Automatic Fire Alarm System | Intrinsically Safe/ Explosion Proof Detector | A.T.X. s.a. | Equipment cabinets | MAR1 | EN 50014, EN 50018, EN 50019, 79.0/1/7 | -
Automatic Fire Alarm System | Intrinsically Safe/ Explosion Proof Detector | A.T.X. s.a. | Equipment cabinets | MAR2 | EN 50014, EN 50018, EN 50019, 79.0/1/7 | -
Automatic Fire Alarm System | Intrinsically Safe/ Explosion Proof Detector | A.T.X. s.a. | Equipment cabinets | MAR3 | EN 50014, EN 50018, EN 50019, 79.0/1/7 | -
Automatic Fire Alarm System | Intrinsically Safe/ Explosion Proof Detector | A.T.X. s.a. | Box | 82630 | EN 50014, EN 50018, EN 50019, 79.0/1/7 | -
Automatic Fire Alarm System | Intrinsically Safe/ Explosion Proof Detector | A.T.X. s.a. | Box with 3 unit commands | 93030 | EN 50014, EN 50018, EN 50019, 79.0/1/7 | -
Automatic Fire Alarm System | Intrinsically Safe/ Explosion Proof Detector | A.T.X. s.a. | Flameproof round Box | 95540 | EN 50014, EN 50018, EN 50019, 79.0/1/7 | -
Automatic Fire Alarm System | Intrinsically Safe/ Explosion Proof Detector | A.T.X. s.a. | BOX | 95600 | EN 50014, EN 50018, EN 50019, 79.0/1/7 | -
Automatic Fire Alarm System | Intrinsically Safe/ Explosion Proof Detector | A.T.X. s.a. | Window | 145 A | EN 50014, EN 50018, EN 50019, 79.0/1/7 | -
Automatic Fire Alarm System | Intrinsically Safe/ Explosion Proof Detector | A.T.X. s.a. | Window | 147 A | EN 50014, EN 50018, EN 50019, 79.0/1/7 | -
Automatic Fire Alarm System | Intrinsically Safe/ Explosion Proof Detector | A.T.X. s.a. | Command and signlization auxilliary | A.U.X. - d-. | EN 50014, EN 50018, EN 50019, 79.0/1/7 | -
Automatic Fire Alarm System | Intrinsically Safe/ Explosion Proof Detector | A.T.X. s.a. | Contact element | AUX-C- | EN 50014, EN 50018, EN 50019, 79.0/1/7 | -
Automatic Fire Alarm System | Intrinsically Safe/ Explosion Proof Detector | A.T.X. s.a. | Transformer | AUX-VT | EN 50014, EN 50018, EN 50019, 79.0/1/7 | -
Automatic Fire Alarm System | Intrinsically Safe/ Explosion Proof Detector | A.T.X. s.a. | Junction box | BJe 19P | EN 50014, EN 50018, EN 50019, 79.0/1/7 | -
Automatic Fire Alarm System | Intrinsically Safe/ Explosion Proof Detector | A.T.X. s.a. | Increased safety junction box | BJE1 | EN 50014, EN 50018, EN 50019, 79.0/1/7 | -
Automatic Fire Alarm System | Intrinsically Safe/ Explosion Proof Detector | A.T.X. s.a. | Flameproof enclosures | BR1d | EN 50014, EN 50018, EN 50019, 79.0/1/7 | -
Automatic Fire Alarm System | Intrinsically Safe/ Explosion Proof Detector | A.T.X. s.a. | Box | BSC 12 d | EN 50014, EN 50018, EN 50019, 79.0/1/7 | -
Automatic Fire Alarm System | Intrinsically Safe/ Explosion Proof Detector | A.T.X. s.a. | Box | BSC 22 D | EN 50014, EN 50018, EN 50019, 79.0/1/7 | -
Automatic Fire Alarm System | Intrinsically Safe/ Explosion Proof Detector | A.T.X. s.a. | Closing cap | B-V-X | EN 50014, EN 50018, EN 50019, 79.0/1/7 | -
Automatic Fire Alarm System | Intrinsically Safe/ Explosion Proof Detector | A.T.X. s.a. | Flameproof enclosures | CF--- | EN 50014, EN 50018, EN 50019, 79.0/1/7 | -
Automatic Fire Alarm System | Intrinsically Safe/ Explosion Proof Detector | A.T.X. s.a. | Cable entry | EC1 | EN 50014, EN 50018, EN 50019, 79.0/1/7 | -
Automatic Fire Alarm System | Intrinsically Safe/ Explosion Proof Detector | A.T.X. s.a. | Cable entry | EC2 | EN 50014, EN 50018, EN 50019, 79.0/1/7 | -
Automatic Fire Alarm System | Intrinsically Safe/ Explosion Proof Detector | A.T.X. s.a. | Cable entry | EC3 | EN 50014, EN 50018, EN 50019, 79.0/1/7 | -
Automatic Fire Alarm System | Intrinsically Safe/ Explosion Proof Detector | A.T.X. s.a. | Cable entry | EC4 | EN 50014, EN 50018, EN 50019, 79.0/1/7 | -
Automatic Fire Alarm System | Intrinsically Safe/ Explosion Proof Detector | A.T.X. s.a. | Cable entry | EC5 | EN 50014, EN 50018, EN 50019, 79.0/1/7 | -
Automatic Fire Alarm System | Intrinsically Safe/ Explosion Proof Detector | A.T.X. s.a. | Cable entry | EC6 | EN 50014, EN 50018, EN 50019, 79.0/1/7 | -
Automatic Fire Alarm System | Intrinsically Safe/ Explosion Proof Detector | A.T.X. s.a. | Cable entry | ECMA | EN 50014, EN 50018, EN 50019, 79.0/1/7 | -
Automatic Fire Alarm System | Intrinsically Safe/ Explosion Proof Detector | A.T.X. s.a. | Cable entry | ECMAR | EN 50014, EN 50018, EN 50019, 79.0/1/7 | -
Automatic Fire Alarm System | Intrinsically Safe/ Explosion Proof Detector | A.T.X. s.a. | Cable entry | ECX | EN 50014, EN 50018, EN 50019, 79.0/1/7 | -
Automatic Fire Alarm System | Intrinsically Safe/ Explosion Proof Detector | A.T.X. s.a. | Cable entry | EExE Models WADI-TEC GSE/ WADI-TEC ECEA Pelable / WADI-TEC ECEA GSE | EN 50014, EN 50018, EN 50019, 79.0/1/7 | -
Automatic Fire Alarm System | Intrinsically Safe/ Explosion Proof Detector | A.T.X. s.a. | Tubular floodlight | FLd | EN 50014, EN 50018, EN 50019, 79.0/1/7 | -
Automatic Fire Alarm System | Intrinsically Safe/ Explosion Proof Detector | A.T.X. s.a. | Lighting fixture | Fle | EN 50014, EN 50018, EN 50019, 79.0/1/7 | -
Automatic Fire Alarm System | Intrinsically Safe/ Explosion Proof Detector | A.T.X. s.a. | Fuse | FU 40 | EN 50014, EN 50018, EN 50019, 79.0/1/7 | -
Automatic Fire Alarm System | Intrinsically Safe/ Explosion Proof Detector | A.T.X. s.a. | Safety "e" window | HB 8902 | EN 50014, EN 50018, EN 50019, 79.0/1/7 | -
Automatic Fire Alarm System | Intrinsically Safe/ Explosion Proof Detector | A.T.X. s.a. | Latern for explosive atmospheres | L 125 | EN 50014, EN 50018, EN 50019, 79.0/1/7 | -
Automatic Fire Alarm System | Intrinsically Safe/ Explosion Proof Detector | A.T.X. s.a. | Lantern for explosive atmospheres | L 250 | EN 50014, EN 50018, EN 50019, 79.0/1/7 | -
Automatic Fire Alarm System | Intrinsically Safe/ Explosion Proof Detector | A.T.X. s.a. | Socket | PC 16X | EN 50014, EN 50018, EN 50019, 79.0/1/7 | -
Automatic Fire Alarm System | Intrinsically Safe/ Explosion Proof Detector | A.T.X. s.a. | Socket | PC 32X | EN 50014, EN 50018, EN 50019, 79.0/1/7 | -
Automatic Fire Alarm System | Intrinsically Safe/ Explosion Proof Detector | A.T.X. s.a. | Socket | PC-16-D | EN 50014, EN 50018, EN 50019, 79.0/1/7 | -
Automatic Fire Alarm System | Intrinsically Safe/ Explosion Proof Detector | A.T.X. s.a. | Plug and socket outlet | PC63X | EN 50014, EN 50018, EN 50019, 79.0/1/7 | -
Automatic Fire Alarm System | Intrinsically Safe/ Explosion Proof Detector | A.T.X. s.a. | Floodlight | PJ.d | EN 50014, EN 50018, EN 50019, 79.0/1/7 | -
Automatic Fire Alarm System | Intrinsically Safe/ Explosion Proof Detector | A.T.X. s.a. | Coupling | PL 16X | EN 50014, EN 50018, EN 50019, 79.0/1/7 | -
Automatic Fire Alarm System | Intrinsically Safe/ Explosion Proof Detector | A.T.X. s.a. | Flameproof junction "d" | R.A.X. | EN 50014, EN 50018, EN 50019, 79.0/1/7 | -
Automatic Fire Alarm System | Intrinsically Safe/ Explosion Proof Detector | A.T.X. s.a. | Intrinsically safe relay | RSI--- | EN 50014, EN 50018, EN 50019, 79.0/1/7 | -
Automatic Fire Alarm System | Intrinsically Safe/ Explosion Proof Detector | A.T.X. s.a. | Siren | SIR-1 | EN 50014, EN 50018, EN 50019, 79.0/1/7 | -
Automatic Fire Alarm System | Intrinsically Safe/ Explosion Proof Detector | A.T.X. s.a. | Safety electric torch | TCH2 | EN 50014, EN 50018, EN 50019, 79.0/1/7 | -
Automatic Fire Alarm System | Intrinsically Safe/ Explosion Proof Detector | AFA-Minerva | Smoke Detector | F712Ex | BASEEFA | -
Automatic Fire Alarm System | Intrinsically Safe/ Explosion Proof Detector | AFA-Minerva | Detector Base | UK70Ex | BASEEFA | -
Automatic Fire Alarm System | Intrinsically Safe/ Explosion Proof Detector | AFA-Minerva | Detector Base | UK72Ex | BASEEFA | -
Automatic Fire Alarm System | Intrinsically Safe/ Explosion Proof Detector | Apollo Fire Detection Ltd. | Intrinsically Safe Analogue Heat Monitor | XP95IS | BS 5445 V: 1977, EN 54 V: 1976, ENFSG/F/95/006 Clause 2.5.2, EN 50014: 1977 A1 to A5, EN 50020: 1977 A1 to A2 | -
Automatic Fire Alarm System | Intrinsically Safe/ Explosion Proof Detector | Bosch Telecom GmbH | Fire Detector | O 300 GLT | EN 50021 | -
Automatic Fire Alarm System | Intrinsically Safe/ Explosion Proof Detector | Bosch Telecom GmbH | Fire Detector | O 400 LSN | EN 50021 | -
Automatic Fire Alarm System | Intrinsically Safe/ Explosion Proof Detector | Bosch Telecom GmbH | Fire Detector | OC 310GLT | EN 50021 | -
Automatic Fire Alarm System | Intrinsically Safe/ Explosion Proof Detector | Bosch Telecom GmbH | Fire Detector | OC 410 LSN | EN 50021 | -
Automatic Fire Alarm System | Intrinsically Safe/ Explosion Proof Detector | Bosch Telecom GmbH | Fire Detector | OT 300 GLT | EN 50021 | -
Automatic Fire Alarm System | Intrinsically Safe/ Explosion Proof Detector | Bosch Telecom GmbH | Fire Detector | OT 400 LSN | EN 50021 | -
Automatic Fire Alarm System | Intrinsically Safe/ Explosion Proof Detector | Bosch Telecom GmbH | Fire Detector | OTC 410 LSN | EN 50021 | -
Automatic Fire Alarm System | Intrinsically Safe/ Explosion Proof Detector | Bosch Telecom GmbH | Fire Detector | T 300 GLT | EN 50021 | -
Automatic Fire Alarm System | Intrinsically Safe/ Explosion Proof Detector | Bosch Telecom GmbH | Fire Detector | T 400 LSN | EN 50021 | -
Automatic Fire Alarm System | Intrinsically Safe/ Explosion Proof Detector | BRK Electronics | Intrinsically safe smoke detector | 1800 EC-IS | BS 5501 I, VII | -
Automatic Fire Alarm System | Intrinsically Safe/ Explosion Proof Detector | Cerberus | Ionization Smoke Detector | F712 |  | -
Automatic Fire Alarm System | Intrinsically Safe/ Explosion Proof Detector | Cerberus | Ionization Smoke Detector | F712W |  | -
Automatic Fire Alarm System | Intrinsically Safe/ Explosion Proof Detector | Cerberus AG | Fixed Temperature and Rate of Rise Heat Detector | D901 with Z91C base(EEX ia Iiol T6) | LPC | -
Automatic Fire Alarm System | Intrinsically Safe/ Explosion Proof Detector | Cerberus AG | Fixed Temperature and Rate of Rise Heat Detector | D921 | LPC | -
Automatic Fire Alarm System | Intrinsically Safe/ Explosion Proof Detector | Cerberus AG | Ionization Smoke Detector | F911 | LPC | -
Automatic Fire Alarm System | Intrinsically Safe/ Explosion Proof Detector | Cerberus AG | Detector Mounting Base | Z91C | LPC | -
Automatic Fire Alarm System | Intrinsically Safe/ Explosion Proof Detector | Fafnir GmbH | Magnetostrictive Tank Level Gauge VISY Stick |  | EN 50014: 1997, EN 50020: 1994, EN 50284: 1997 | -
Automatic Fire Alarm System | Intrinsically Safe/ Explosion Proof Detector | Fafnir GmbH | Measuring Transmitter for Tank Level Measuring Device | VP-1 | EN 50014: 1997, EN 50020: 1994 | -
Automatic Fire Alarm System | Intrinsically Safe/ Explosion Proof Detector | Felten & Guilleaume Antriebstechnik GmbH | Three-phase motor | BD100 | EN 50014, EN 50018, EN 50019 | -
Automatic Fire Alarm System | Intrinsically Safe/ Explosion Proof Detector | Felten & Guilleaume Antriebstechnik GmbH | Three-phase motor | BD112 | EN 50014, EN 50018, EN 50019 | -
Automatic Fire Alarm System | Intrinsically Safe/ Explosion Proof Detector | Felten & Guilleaume Antriebstechnik GmbH | Three-phase motor | BD132 | EN 50014, EN 50018, EN 50019 | -
Automatic Fire Alarm System | Intrinsically Safe/ Explosion Proof Detector | Felten & Guilleaume Antriebstechnik GmbH | Three-phase motor | BD160 | EN 50014, EN 50018, EN 50019 | -
Automatic Fire Alarm System | Intrinsically Safe/ Explosion Proof Detector | Felten & Guilleaume Antriebstechnik GmbH | Three-phase motor | BD180 | EN 50014, EN 50018, EN 50019 | -
Automatic Fire Alarm System | Intrinsically Safe/ Explosion Proof Detector | Felten & Guilleaume Antriebstechnik GmbH | Three-phase motor | BD200 | EN 50014, EN 50018, EN 50019 | -
Automatic Fire Alarm System | Intrinsically Safe/ Explosion Proof Detector | Felten & Guilleaume Antriebstechnik GmbH | Three-phase motor | BD225 | EN 50014, EN 50018, EN 50019 | -
Automatic Fire Alarm System | Intrinsically Safe/ Explosion Proof Detector | Felten & Guilleaume Antriebstechnik GmbH | Three-phase motor | BD250 | EN 50014, EN 50018, EN 50019 | -
Automatic Fire Alarm System | Intrinsically Safe/ Explosion Proof Detector | Felten & Guilleaume Antriebstechnik GmbH | Three-phase motor | BD280 | EN 50014, EN 50018, EN 50019 | -
Automatic Fire Alarm System | Intrinsically Safe/ Explosion Proof Detector | Felten & Guilleaume Antriebstechnik GmbH | Three-phase motor | BD315 | EN 50014, EN 50018, EN 50019 | -
Automatic Fire Alarm System | Intrinsically Safe/ Explosion Proof Detector | Felten & Guilleaume Antriebstechnik GmbH | Three-phase motor | BD56 | EN 50014, EN 50018, EN 50019 | -
Automatic Fire Alarm System | Intrinsically Safe/ Explosion Proof Detector | Felten & Guilleaume Antriebstechnik GmbH | Three-phase motor | BD63 | EN 50014, EN 50018, EN 50019 | -
Automatic Fire Alarm System | Intrinsically Safe/ Explosion Proof Detector | Felten & Guilleaume Antriebstechnik GmbH | Three-phase motor | BD71 | EN 50014, EN 50018, EN 50019 | -
Automatic Fire Alarm System | Intrinsically Safe/ Explosion Proof Detector | Felten & Guilleaume Antriebstechnik GmbH | Three-phase motor | BD80 | EN 50014, EN 50018, EN 50019 | -
Automatic Fire Alarm System | Intrinsically Safe/ Explosion Proof Detector | Felten & Guilleaume Antriebstechnik GmbH | Three-phase motor | BD90 | EN 50014, EN 50018, EN 50019 | -
Automatic Fire Alarm System | Intrinsically Safe/ Explosion Proof Detector | Felten & Guilleaume Antriebstechnik GmbH | Three-phase motor | CD100 | EN 50014, EN 50018, EN 50019, EN 50281 | -
Automatic Fire Alarm System | Intrinsically Safe/ Explosion Proof Detector | Felten & Guilleaume Antriebstechnik GmbH | Three-phase motor | CD112 | EN 50014, EN 50018, EN 50019, EN 50281 | -
Automatic Fire Alarm System | Intrinsically Safe/ Explosion Proof Detector | Felten & Guilleaume Antriebstechnik GmbH | Three-phase motor | CD132 | EN 50014, EN 50018, EN 50019, EN 50281 | -
Automatic Fire Alarm System | Intrinsically Safe/ Explosion Proof Detector | Felten & Guilleaume Antriebstechnik GmbH | Three-phase motor | CD160 | EN 50014, EN 50018, EN 50019, EN 50281 | -
Automatic Fire Alarm System | Intrinsically Safe/ Explosion Proof Detector | Felten & Guilleaume Antriebstechnik GmbH | Three-phase motor | CD180 | EN 50014, EN 50018, EN 50019 | -
Automatic Fire Alarm System | Intrinsically Safe/ Explosion Proof Detector | Felten & Guilleaume Antriebstechnik GmbH | Three-phase motor | CD200 | EN 50014, EN 50018, EN 50019 | -
Automatic Fire Alarm System | Intrinsically Safe/ Explosion Proof Detector | Felten & Guilleaume Antriebstechnik GmbH | Three-phase motor | CD225 | EN 50014, EN 50018, EN 50019, EN 50281 | -
Automatic Fire Alarm System | Intrinsically Safe/ Explosion Proof Detector | Felten & Guilleaume Antriebstechnik GmbH | Three-phase motor | CD250 | EN 50014, EN 50018, EN 50019, EN 50281 | -
Automatic Fire Alarm System | Intrinsically Safe/ Explosion Proof Detector | Felten & Guilleaume Antriebstechnik GmbH | Three-phase motor | CD280 | EN 50014, EN 50018, EN 50019, EN 50281 | -
Automatic Fire Alarm System | Intrinsically Safe/ Explosion Proof Detector | Felten & Guilleaume Antriebstechnik GmbH | Three-phase motor | CD315 | EN 50014, EN 50018, EN 50019, EN 50281 | -
Automatic Fire Alarm System | Intrinsically Safe/ Explosion Proof Detector | Felten & Guilleaume Antriebstechnik GmbH | Three-phase motor | CD56 | EN 50014, EN 50018, EN 50019, EN 50281 | -
Automatic Fire Alarm System | Intrinsically Safe/ Explosion Proof Detector | Felten & Guilleaume Antriebstechnik GmbH | Three-phase motor | CD63 | EN 50014, EN 50018, EN 50019 | -
Automatic Fire Alarm System | Intrinsically Safe/ Explosion Proof Detector | Felten & Guilleaume Antriebstechnik GmbH | Three-phase motor | CD71 | EN 50014, EN 50018, EN 50019 | -
Automatic Fire Alarm System | Intrinsically Safe/ Explosion Proof Detector | Felten & Guilleaume Antriebstechnik GmbH | Three-phase motor | CD80 | EN 50014, EN 50018, EN 50019, EN 50281 | -
Automatic Fire Alarm System | Intrinsically Safe/ Explosion Proof Detector | Felten & Guilleaume Antriebstechnik GmbH | Three-phase motor | CD90 | EN 50014, EN 50018, EN 50019, EN 50281 | -
Automatic Fire Alarm System | Intrinsically Safe/ Explosion Proof Detector | Felten & Guilleaume Antriebstechnik GmbH | Three-phase motor | dBD355 | EN 50014, EN 50018, EN 50019 | -
Automatic Fire Alarm System | Intrinsically Safe/ Explosion Proof Detector | Felten & Guilleaume Antriebstechnik GmbH | Three-phase motor | dBd450 | EN 50014, EN 50018, EN 50019 | -
Automatic Fire Alarm System | Intrinsically Safe/ Explosion Proof Detector | Felten & Guilleaume Antriebstechnik GmbH | Three-phase motor | dcd355 | EN 50014, EN 50018, EN 50019, EN 50281 | -
Automatic Fire Alarm System | Intrinsically Safe/ Explosion Proof Detector | Fenwal | Rate Compensated Thermal Detectors | 27121-000 | UL | -
Automatic Fire Alarm System | Intrinsically Safe/ Explosion Proof Detector | Fenwal | Rate Compensated Thermal Detectors | 27121-020 | UL | -
Automatic Fire Alarm System | Intrinsically Safe/ Explosion Proof Detector | Fenwal | Rate Compensated Thermal Detectors | 28021-000 | UL | -
Automatic Fire Alarm System | Intrinsically Safe/ Explosion Proof Detector | Fenwal | Rate Compensated Thermal Detectors | 28021-005 | UL | -
Automatic Fire Alarm System | Intrinsically Safe/ Explosion Proof Detector | Govan Industries Ptd Ltd. | GLT Single and Twin Fluorescent Light Fittings |  | AS 2380.2 | -
Automatic Fire Alarm System | Intrinsically Safe/ Explosion Proof Detector | Imperial Electric Co |  | P56SX-109 | EN 50014, EN 50018 | -
Automatic Fire Alarm System | Intrinsically Safe/ Explosion Proof Detector | Moteurs LEROY-SOMER |  | FLSD 160 | EN 50014: 1977, EN 50018: 1977, EN 50019: 1977 | -
Automatic Fire Alarm System | Intrinsically Safe/ Explosion Proof Detector | Moteurs LEROY-SOMER |  | FLSD 180 | EN 50014: 1977, EN 50018: 1977, EN 50019: 1977 | -
Automatic Fire Alarm System | Intrinsically Safe/ Explosion Proof Detector | Petrel Ltd. | Petrelux 7 Series Range of Fluorscent Luminaires |  | EN 50014: 1977 A1 to A5, EN 50018: 1977 A1 to A3 | -
Automatic Fire Alarm System | Intrinsically Safe/ Explosion Proof Detector | Siemens AG, Automation and Drives Standard Drives | Low Voltage AC Explosion Proof Motors | 1M.6 07 series | EN 50014, EN50018, EN 50019 | -
Automatic Fire Alarm System | Intrinsically Safe/ Explosion Proof Detector | Siemens AG, Automation and Drives Standard Drives | Low Voltage AC Explosion Proof Motors | 1M.6 08 series | EN 50014, EN50018, EN 50019 | -
Automatic Fire Alarm System | Intrinsically Safe/ Explosion Proof Detector | Siemens AG, Automation and Drives Standard Drives | Low Voltage AC Explosion Proof Motors | 1M.6 09 series | EN 50014, EN50018, EN 50019 | -
Automatic Fire Alarm System | Intrinsically Safe/ Explosion Proof Detector | Siemens AG, Automation and Drives Standard Drives | Low Voltage AC Explosion Proof Motors | 1M.6 10 series | EN 50014, EN50018, EN 50019 | -
Automatic Fire Alarm System | Intrinsically Safe/ Explosion Proof Detector | Siemens AG, Automation and Drives Standard Drives | Low Voltage AC Explosion Proof Motors | 1M.6 11 series | EN 50014, EN50018, EN 50019 | -
Automatic Fire Alarm System | Intrinsically Safe/ Explosion Proof Detector | Siemens AG, Automation and Drives Standard Drives | Low Voltage AC Explosion Proof Motors | 1M.6 12 series | EN 50014, EN50018, EN 50019 | -
Automatic Fire Alarm System | Intrinsically Safe/ Explosion Proof Detector | Siemens AG, Automation and Drives Standard Drives | Low Voltage AC Explosion Proof Motors | 1M.6 13 series | EN 50014, EN50018, EN 50019 | -
Automatic Fire Alarm System | Intrinsically Safe/ Explosion Proof Detector | Siemens AG, Automation and Drives Standard Drives | Low Voltage AC Explosion Proof Motors | 1M.6 14 series | EN 50014, EN50018, EN 50019 | -
Automatic Fire Alarm System | Intrinsically Safe/ Explosion Proof Detector | Siemens AG, Automation and Drives Standard Drives | Low Voltage AC Explosion Proof Motors | 1M.6 15 series | EN 50014, EN50018, EN 50019 | -
Automatic Fire Alarm System | Intrinsically Safe/ Explosion Proof Detector | Siemens AG, Automation and Drives Standard Drives | Low Voltage AC Explosion Proof Motors | 1M.6 16 series | EN 50014, EN50018, EN 50019 | -
Automatic Fire Alarm System | Intrinsically Safe/ Explosion Proof Detector | Siemens AG, Automation and Drives Standard Drives | Low Voltage AC Explosion Proof Motors | 1MJ1 35 series | EN 50014, EN50018, EN 50019 | -
Automatic Fire Alarm System | Intrinsically Safe/ Explosion Proof Detector | Siemens AG, Automation and Drives Standard Drives | Low Voltage AC Explosion Proof Motors | 1MJ1 40 series | EN 50014, EN50018, EN 50019 | -
Automatic Fire Alarm System | Intrinsically Safe/ Explosion Proof Detector | Siemens AG, Automation and Drives Standard Drives | Low Voltage AC Explosion Proof Motors | 1MJ1 45 series | EN 50014, EN50018, EN 50019, EN 50020 | -
Automatic Fire Alarm System | Intrinsically Safe/ Explosion Proof Detector | Siemens AG, Automation and Drives Standard Drives | Low Voltage AC Explosion Proof Motors | 1MJ7 22 series | EN 50014, EN50018, EN 50019 | -
Automatic Fire Alarm System | Intrinsically Safe/ Explosion Proof Detector | Siemens AG, Automation and Drives Standard Drives | Low Voltage AC Explosion Proof Motors | 1MJ7 25 series | EN 50014, EN50018, EN 50019 | -
Automatic Fire Alarm System | Intrinsically Safe/ Explosion Proof Detector | Siemens AG, Automation and Drives Standard Drives | Low Voltage AC Explosion Proof Motors | 1MJ7 28 series | EN 50014, EN50018, EN 50019 | -
Automatic Fire Alarm System | Intrinsically Safe/ Explosion Proof Detector | Siemens AG, Automation and Drives Standard Drives | Low Voltage AC Explosion Proof Motors | 1MJ7 310 series | EN 50014, EN50018, EN 50019 | -
Automatic Fire Alarm System | Intrinsically Safe/ Explosion Proof Detector | Siemens AG, Automation and Drives Standard Drives | Low Voltage AC Explosion Proof Motors | 1MJ7 313 series | EN 50014, EN50018, EN 50019 | -
Automatic Fire Alarm System | Intrinsically Safe/ Explosion Proof Detector | Siemens AG, Automation and Drives Standard Drives | Low Voltage AC Explosion Proof Motors | 1MJ8 31 series | EN 50014, EN50018, EN 50019 | -
Automatic Fire Alarm System | Intrinsically Safe/ Explosion Proof Detector | Siemens AG, Automation and Drives Standard Drives | Low Voltage AC Explosion Proof Motors | 1MJ8 35 series | EN 50014, EN50018, EN 50019, EN 50020 | -
Automatic Fire Alarm System | Intrinsically Safe/ Explosion Proof Detector | Siemens Aktiengesellschaft | Three-phase asynchronous motors | 1MJ6 18 Series | EN 50014, EN 50018, EN 50019 | -
Automatic Fire Alarm System | Intrinsically Safe/ Explosion Proof Detector | Siemens Aktiengesellschaft | Three-phase asynchronous motors | 1MJ6 20 Series | EN 50014, EN 50018, EN 50019 | -
Automatic Fire Alarm System | Intrinsically Safe/ Explosion Proof Detector | Signature Industries Ltd. | Yodalarm | YO5/IS/C/T/4 | EN 50014, EN 50020, EN 50284 | -
Automatic Fire Alarm System | Intrinsically Safe/ Explosion Proof Detector | Soler y Palau, S.A. | Fan | HCFT | EN 50014: 1977 A1 to A5, EN 50019: 1977 A1 to A3 | -
Automatic Fire Alarm System | Intrinsically Safe/ Explosion Proof Detector | Soler y Palau, S.A. | Fan | HDT | EN 50014: 1977 A1 to A5, EN 50018: 1977 A1 to A3 | -
Automatic Fire Alarm System | Intrinsically Safe/ Explosion Proof Detector | Soler y Palau, S.A. | Fan | TCFT | EN 50014: 1977 A1 to A5, EN 50019: 1977 A1 to A3 | -
Automatic Fire Alarm System | Intrinsically Safe/ Explosion Proof Detector | The Technical Centre, LPC | Heat Detector | H 604 |  | -
Automatic Fire Alarm System | Intrinsically Safe/ Explosion Proof Detector | Wormald | Probe Detector | T54B |  | -
Automatic Fire Alarm System | Intrinsically Safe/ Explosion Proof Detector |  | Fixed Temperature heat detectors | CF135 EWT | ULC | -
Automatic Fire Alarm System | Intrinsically Safe/ Explosion Proof Detector |  | Fixed Temperature heat detectors | CF135 EWT | ULC | -
Automatic Fire Alarm System | Intrinsically Safe/ Explosion Proof Detector |  | Combined rate of rise and fixed temperature heat detectors | CR135 | ULC | -
Automatic Fire Alarm System | Intrinsically Safe/ Explosion Proof Detector |  | Combined rate of rise and fixed temperature heat detectors | CR200 | ULC | -
Automatic Fire Alarm System | Intrinsically Safe/ Explosion Proof Detector |  | Rate of Rise Temperature Detector | D600 |  | -
Automatic Fire Alarm System | Intrinsically Safe/ Explosion Proof Detector |  | Optical Smoke Detector | D610 |  | -
Automatic Fire Alarm System | Intrinsically Safe/ Explosion Proof Detector |  | Rate of rise heat detector | D6A |  | -
Automatic Fire Alarm System | Intrinsically Safe/ Explosion Proof Detector |  | Heat Detector | D801 Ex | BASEEFA | -
Automatic Fire Alarm System | Intrinsically Safe/ Explosion Proof Detector |  | Rate of rise heat detector | D901 with Z91C base(EEX ia Iiol T6) | Vds | -
Automatic Fire Alarm System | Intrinsically Safe/ Explosion Proof Detector |  | Ionization Detector | F600 |  | -
Automatic Fire Alarm System | Intrinsically Safe/ Explosion Proof Detector |  | Rate of rise heat detector | F702 |  | -
Automatic Fire Alarm System | Intrinsically Safe/ Explosion Proof Detector |  | Explosive Proof Detector | F911 | BASEEFA | -
Automatic Fire Alarm System | Intrinsically Safe/ Explosion Proof Detector |  | Explosive Proof Detector | F911A | BASEEFA | -
Automatic Fire Alarm System | Intrinsically Safe/ Explosion Proof Detector |  | Intrinsically Safe Smoke Detectors | NID 48IS | BASEEFA | -
Automatic Fire Alarm System | Intrinsically Safe/ Explosion Proof Detector |  | Ionization Smoke Detector | Series 30 |  | -
Automatic Fire Alarm System | Intrinsically Safe/ Explosion Proof Detector |  | Integrating Ionization Smoke Detector | Series 30 |  | -
Automatic Fire Alarm System | Intrinsically Safe/ Explosion Proof Detector |  | Rate of rise heat detector | Series 30 |  | -
Automatic Fire Alarm System | Intrinsically Safe/ Explosion Proof Detector |  | Heat Detector | Series 30 |  | -
Automatic Fire Alarm System | Intrinsically Safe/ Explosion Proof Detector |  | Heat Detector | Series 30 |  | -
Automatic Fire Alarm System | Intrinsically Safe/ Explosion Proof Detector |  | High Temperature heat | Series 30 |  | -
Automatic Fire Alarm System | Intrinsically Safe/ Explosion Proof Detector |  | High Temperature heat | Series 30 |  | -
Automatic Fire Alarm System | Intrinsically Safe/ Explosion Proof Detector |  | Mounting Base | Series 30 |  | -
Automatic Fire Alarm System | Intrinsically Safe/ Explosion Proof Detector |  | Explosive Proof Detector | Z91C | BASEEFA | -
Automatic Fire Alarm System | Intrinsically Safe/ Explosion Proof Detector |  | Ionization Smoke Detector |  |  | -
Automatic Fire Alarm System | Alarm/Sounder Integrated with Strobe Light | Allenwest Electrical Ltd. | Wellglass Xenon Beacon | F9101/G2 | BS 5501 I: 1977 EN 50014, BS 5501 V: 1977 EN 50018 | -
Automatic Fire Alarm System | Alarm/Sounder Integrated with Strobe Light | American Security Equipment Co | Strobe light with Sounder | SHP24-153075 | UL 464 | -
Automatic Fire Alarm System | Alarm/Sounder Integrated with Strobe Light | American Security Equipment Co, Div. of Kobishi-America Inc. | Strobe light (for indoor use) | SL-1 (12V DC) | UL | -
Automatic Fire Alarm System | Alarm/Sounder Integrated with Strobe Light | American Security Equipment Co, Div. of Kobishi-America Inc. | Strobe light (for indoor use) | SL-1 (24V DC) | UL | -
Automatic Fire Alarm System | Alarm/Sounder Integrated with Strobe Light | American Security Equipment Co, Div. of Kobishi-America Inc. | Strobe light (for indoor use) | SL-1L (12V DC) | UL | -
Automatic Fire Alarm System | Alarm/Sounder Integrated with Strobe Light | American Security Equipment Co, Div. of Kobishi-America Inc. | Strobe light (for indoor use) | SL-1L (24V DC) | UL | -
Automatic Fire Alarm System | Alarm/Sounder Integrated with Strobe Light | American Security Equipment Co, Div. of Kobishi-America Inc. | Strobe light (for indoor use) | SL-5 (12V DC) | UL | -
Automatic Fire Alarm System | Alarm/Sounder Integrated with Strobe Light | American Security Equipment Co, Div. of Kobishi-America Inc. | Strobe light (for indoor use) | SL-5 (24V DC) | UL | -
Automatic Fire Alarm System | Alarm/Sounder Integrated with Strobe Light | Apollo Fire Detection Ltd. | XP95 Switch Monitor Plus with Isolator | 55000-840 | GEI 1-052 2.0 | -
Automatic Fire Alarm System | Alarm/Sounder Integrated with Strobe Light | Apollo Fire Detection Ltd. | XP95 Switch Monitor Plus with Isolator | 55000-841 | GEI 1-052 2.0 | -
Automatic Fire Alarm System | Alarm/Sounder Integrated with Strobe Light | Apollo Fire Detection Ltd. | XP95 Switch Monitor with Isolator | 55000-842 | GEI 1-052 2.0 | -
Automatic Fire Alarm System | Alarm/Sounder Integrated with Strobe Light | Apollo Fire Detection Ltd. | XP95 Switch Monitor with Isolator | 55000-843 | GEI 1-052 2.0 | -
Automatic Fire Alarm System | Alarm/Sounder Integrated with Strobe Light | Apollo Fire Detection Ltd. | XP95 Input/Output Unit with Isolator | 55000-846 | GEI 1-052 2.0 | -
Automatic Fire Alarm System | Alarm/Sounder Integrated with Strobe Light | Apollo Fire Detection Ltd. | XP95 Input/Output Unit with Isolator | 55000-847 | GEI 1-052 2.0 | -
Automatic Fire Alarm System | Alarm/Sounder Integrated with Strobe Light | Apollo Fire Detection Ltd. | XP95 Input/Output Unit with Isolator | 55000-848 | GEI 1-052 2.0 | -
Automatic Fire Alarm System | Alarm/Sounder Integrated with Strobe Light | Apollo Fire Detection Ltd. | XP95 Input/Output Unit with Isolator | 55000-849 | GEI 1-052 2.0 | -
Automatic Fire Alarm System | Alarm/Sounder Integrated with Strobe Light | Brilliant Lighting Limited | Visual Fire Alarm | AB 120-24 | IES LM-79-19 | 2027-07-08
Automatic Fire Alarm System | Alarm/Sounder Integrated with Strobe Light | BRK Electronics | Fault Isolator Module | ISO-X | UL 864 VII | -
Automatic Fire Alarm System | Alarm/Sounder Integrated with Strobe Light | Cerberus AG | Input Device | D 1131-AA | CEA GEI 1-052: 11/6/1997, Vds 2504 12/96 | -
Automatic Fire Alarm System | Alarm/Sounder Integrated with Strobe Light | Cerberus AG | Output Device | DC 1134-AA | CEA GEI 1-052: 11/6/1997, Vds 2504 12/96 | -
Automatic Fire Alarm System | Alarm/Sounder Integrated with Strobe Light | Cerberus AG | Output Device | DC 1136-AA | CEA GEI 1-052: 11/6/1997, Vds 2504 12/96 | -
Automatic Fire Alarm System | Alarm/Sounder Integrated with Strobe Light | Cerberus AG | Output Device | DC 1154-AA | CEA GEI 1-052: 11/6/1997, Vds 2504 12/96 | -
Automatic Fire Alarm System | Alarm/Sounder Integrated with Strobe Light | Cerberus AG | Output Device | DC 1156-AA | CEA GEI 1-052: 11/6/1997, Vds 2504 12/96 | -
Automatic Fire Alarm System | Alarm/Sounder Integrated with Strobe Light | Cerberus AG | Input Device | DC 1157-AA | CEA GEI 1-052: 11/6/1997, Vds 2504 12/96 | -
Automatic Fire Alarm System | Alarm/Sounder Integrated with Strobe Light | Cerberus AG | Input/Output Module | DC 1192 | EFSG/F/95/007, EMC 2110 05/92 Section 7.7.2-7.7.6 | -
Automatic Fire Alarm System | Alarm/Sounder Integrated with Strobe Light | Cerberus AG | Input Module | DC1131 | EFSG/F/95/007, BS EN 60529: 1992 TO IP56, VdS 2489 | -
Automatic Fire Alarm System | Alarm/Sounder Integrated with Strobe Light | Cerberus AG | Output Module | DC1134 | EFSG/F/95/007, BS EN 60529: 1992 TO IP56, VdS 2489 | -
Automatic Fire Alarm System | Alarm/Sounder Integrated with Strobe Light | Cerberus AG | Output Module | DC1136 | CEA GEI 1-052 | -
Automatic Fire Alarm System | Alarm/Sounder Integrated with Strobe Light | Cerberus AG | Input Module | DC1157 | EFSG/F/95/007 | -
Automatic Fire Alarm System | Alarm/Sounder Integrated with Strobe Light | Chloride Gent | Alarm Sounder |  |  | -
Automatic Fire Alarm System | Alarm/Sounder Integrated with Strobe Light | Cliffird and Snell Alarms Signature Industries Ltd. | Alarm Sounder for use in Hazardous Location | Y03-ISA/ISB-T4/T6 | UL 1638 | -
Automatic Fire Alarm System | Alarm/Sounder Integrated with Strobe Light | Cliffird and Snell Alarms Signature Industries Ltd. | Alarm Sounder for use in Hazardous Location | Y04-ISA/ISB-T4/T6 | UL 1638 | -
Automatic Fire Alarm System | Alarm/Sounder Integrated with Strobe Light | Cliffird and Snell Alarms Signature Industries Ltd. | Alarm Sounder for use in Hazardous Location | Y05-ISA/ISB-T4/T6 | UL 1638 | -
Automatic Fire Alarm System | Alarm/Sounder Integrated with Strobe Light | Clifford & Snell Ltd. | Sounder | YO7C/C | BS 5501 I: 1977, EN 50014: 1977+A1 to A5, BS 5501 V: 1977, EN 50018: 1977+A1 to A3, SFA 3009: 1985 | -
Automatic Fire Alarm System | Alarm/Sounder Integrated with Strobe Light | Clifford and Snell Alarms Signature Industries Ltd. | Audible signal appliance | Y03/HF/12VDC | UL 464 | -
Automatic Fire Alarm System | Alarm/Sounder Integrated with Strobe Light | Clifford and Snell Alarms Signature Industries Ltd. | Audible signal appliance | Y03/HF/24VDC | UL 464 | -
Automatic Fire Alarm System | Alarm/Sounder Integrated with Strobe Light | Clifford and Snell Alarms Signature Industries Ltd. | Audible signal appliance | Y03/SF/12VDC | UL 464 | -
Automatic Fire Alarm System | Alarm/Sounder Integrated with Strobe Light | Clifford and Snell Alarms Signature Industries Ltd. | Audible signal appliance | Y03/SF/24VDC | UL 464 | -
Automatic Fire Alarm System | Alarm/Sounder Integrated with Strobe Light | Clifford and Snell Alarms Signature Industries Ltd. | Audible signal appliance | Y04-ISA/ISB-T4/T6 | UL 464 | -
Automatic Fire Alarm System | Alarm/Sounder Integrated with Strobe Light | Clifford and Snell Alarms Signature Industries Ltd. | Audible signal appliance | Y05/HF/12VDC | UL 464 | -
Automatic Fire Alarm System | Alarm/Sounder Integrated with Strobe Light | Clifford and Snell Alarms Signature Industries Ltd. | Audible signal appliance | Y05/HF/24VDC | UL 464 | -
Automatic Fire Alarm System | Alarm/Sounder Integrated with Strobe Light | Clifford and Snell Alarms Signature Industries Ltd. | Audible signal appliance | Y05/SF/12VDC | UL 464 | -
Automatic Fire Alarm System | Alarm/Sounder Integrated with Strobe Light | Clifford and Snell Alarms Signature Industries Ltd. | Audible signal appliance | Y05/SF/24VDC | UL 464 | -
Automatic Fire Alarm System | Alarm/Sounder Integrated with Strobe Light | Clifford and Snell Alarms Signature Industries Ltd. | Audible signal appliance | Y08/SF/12VDC | UL 464 | -
Automatic Fire Alarm System | Alarm/Sounder Integrated with Strobe Light | Clifford and Snell Alarms Signature Industries Ltd. | Audible signal appliance | Y08/SF/24VDC | UL 464 | -
Automatic Fire Alarm System | Alarm/Sounder Integrated with Strobe Light | Clifford and Snell Ltd. | Visual Signalling Appliance | V4/R/12Vdc | UL 1638 | -
Automatic Fire Alarm System | Alarm/Sounder Integrated with Strobe Light | Clifford and Snell Ltd. | Visual Signalling Appliance | V4/R/24Vdc | UL 1638 | -
Automatic Fire Alarm System | Alarm/Sounder Integrated with Strobe Light | Edwards Co Inc. A unit of General Signal | Electronic Horn/Strobe | 74444 | ULC | -
Automatic Fire Alarm System | Alarm/Sounder Integrated with Strobe Light | Edwards Co Inc. A unit of General Signal | Electronic Horn/Strobe | 74445 | ULC | -
Automatic Fire Alarm System | Alarm/Sounder Integrated with Strobe Light | Edwards Co Inc. A unit of General Signal | Electronic Horn/Strobe | 74446 | ULC | -
Automatic Fire Alarm System | Alarm/Sounder Integrated with Strobe Light | Edwards Co Inc. A unit of General Signal | Electronic Horn/Strobe | 74447 | ULC | -
Automatic Fire Alarm System | Alarm/Sounder Integrated with Strobe Light | Edwards Co Inc. A unit of General Signal | Electronic Horn/Strobe_Accessories - Flush Trim | 74458 | ULC | -
Automatic Fire Alarm System | Alarm/Sounder Integrated with Strobe Light | Edwards Co Inc. A unit of General Signal | Electronic Horn/Strobe_Accessories - Backbox | 74462 | ULC | -
Automatic Fire Alarm System | Alarm/Sounder Integrated with Strobe Light | Edwards Co Inc. A unit of General Signal | Electronic Horn/Strobe_Accessories - Backbox | 74463 | ULC | -
Automatic Fire Alarm System | Alarm/Sounder Integrated with Strobe Light | Edwards Co Inc. A unit of General Signal | Electronic Horn/Strobe_Accessories - Backbox | 74464 | ULC | -
Automatic Fire Alarm System | Alarm/Sounder Integrated with Strobe Light | Edwards Fire Protection Equipment | Speaker Unit | 894B-003 | UL | -
Automatic Fire Alarm System | Alarm/Sounder Integrated with Strobe Light | Edwards Fire Protection Equipment | Speaker Unit | 894B-004 | UL | -
Automatic Fire Alarm System | Alarm/Sounder Integrated with Strobe Light | Edwards Fire Protection Equipment | Speaker Unit | 894B-005 | UL | -
Automatic Fire Alarm System | Alarm/Sounder Integrated with Strobe Light | Edwards Fire Protection Equipment | Speaker Unit | 895B-001 | UL | -
Automatic Fire Alarm System | Alarm/Sounder Integrated with Strobe Light | Edwards Fire Protection Equipment | Speaker/ Stroke Unit | 896B-001 | UL | -
Automatic Fire Alarm System | Alarm/Sounder Integrated with Strobe Light | Edwards Fire Protection Equipment | Speaker/ Stroke Unit | 896B-002 | UL | -
Automatic Fire Alarm System | Alarm/Sounder Integrated with Strobe Light | Edwards Fire Protection Equipment | Speaker/ Stroke Unit | 896B-003 | UL | -
Automatic Fire Alarm System | Alarm/Sounder Integrated with Strobe Light | Edwards Fire Protection Equipment | Speaker/ Stroke Unit | 896B-004 | UL | -
Automatic Fire Alarm System | Alarm/Sounder Integrated with Strobe Light | Edwards Fire Protection Equipment | Speaker/ Stroke Unit | 896B-005 | UL | -
Automatic Fire Alarm System | Alarm/Sounder Integrated with Strobe Light | Edwards Fire Protection Equipment | Speaker/ Stroke Unit | 896B-006 | UL | -
Automatic Fire Alarm System | Alarm/Sounder Integrated with Strobe Light | Edwards Fire Protection Equipment | Alarm Speaker | L30 | UL | -
Automatic Fire Alarm System | Alarm/Sounder Integrated with Strobe Light | Edwards Fire Protection Equipment | Alarm Speaker | L31 | UL | -
Automatic Fire Alarm System | Alarm/Sounder Integrated with Strobe Light | Edwards Fire Protection Equipment | Alarm Speaker | L32 | UL | -
Automatic Fire Alarm System | Alarm/Sounder Integrated with Strobe Light | Edwards Fire Protection Equipment | Alarm Speaker | UAT 70C | UL | -
Automatic Fire Alarm System | Alarm/Sounder Integrated with Strobe Light | Edwards Fire Protection Equipment | Alarm Speaker | UHT 70C | UL | -
Automatic Fire Alarm System | Alarm/Sounder Integrated with Strobe Light | Edwards, A Unit of General Signal | Vibrating Bell | 438DEX-10N5 | UL | -
Automatic Fire Alarm System | Alarm/Sounder Integrated with Strobe Light | Edwards, A Unit of General Signal | Vibrating Bell | 438DEX-6N5 | UL | -
Automatic Fire Alarm System | Alarm/Sounder Integrated with Strobe Light | Edwards, A Unit of General Signal | Vibrating Bell | 438DEX-8N5 | UL | -
Automatic Fire Alarm System | Alarm/Sounder Integrated with Strobe Light | Edwards, A Unit of General Signal | Vibrating Bell | 439DEX-10AW | UL | -
Automatic Fire Alarm System | Alarm/Sounder Integrated with Strobe Light | Edwards, A Unit of General Signal | Vibrating Bell | 439DEX-6AW | UL | -
Automatic Fire Alarm System | Alarm/Sounder Integrated with Strobe Light | Edwards, A Unit of General Signal | Vibrating Bell | 439DEX-8AW | UL | -
Automatic Fire Alarm System | Alarm/Sounder Integrated with Strobe Light | Edwards, A Unit of General Signal | Vibrating Horn | 888D-N5 | UL | -
Automatic Fire Alarm System | Alarm/Sounder Integrated with Strobe Light | Edwards, A Unit of General Signal | Vibrating Horn | 889D-AW | UL | -
Automatic Fire Alarm System | Alarm/Sounder Integrated with Strobe Light | Edwards, A Unit of General Signal | Speaker | 894B-003 | UL | -
Automatic Fire Alarm System | Alarm/Sounder Integrated with Strobe Light | Edwards, A Unit of General Signal | Speaker | 894B-004 | UL | -
Automatic Fire Alarm System | Alarm/Sounder Integrated with Strobe Light | Edwards, A Unit of General Signal | Speaker | 894B-005 | UL | -
Automatic Fire Alarm System | Alarm/Sounder Integrated with Strobe Light | Edwards, A Unit of General Signal | Speaker | 894B-103 | UL | -
Automatic Fire Alarm System | Alarm/Sounder Integrated with Strobe Light | Edwards, A Unit of General Signal | Speaker | 894B-104 | UL | -
Automatic Fire Alarm System | Alarm/Sounder Integrated with Strobe Light | Edwards, A Unit of General Signal | Speaker | 894B-105 | UL | -
Automatic Fire Alarm System | Alarm/Sounder Integrated with Strobe Light | Edwards, A Unit of General Signal | Speaker/Strobe combination | 896B-001 | UL | -
Automatic Fire Alarm System | Alarm/Sounder Integrated with Strobe Light | Edwards, A Unit of General Signal | Speaker/Strobe combination | 896B-003 | UL | -
Automatic Fire Alarm System | Alarm/Sounder Integrated with Strobe Light | Edwards, A Unit of General Signal | Speaker/Strobe combination | 896B-005 | UL | -
Automatic Fire Alarm System | Alarm/Sounder Integrated with Strobe Light | Edwards, A Unit of General Signal | Accessories | 897B-001 | UL | -
Automatic Fire Alarm System | Alarm/Sounder Integrated with Strobe Light | Edwards, A Unit of General Signal | Accessories | 897B-003 | UL | -
Automatic Fire Alarm System | Alarm/Sounder Integrated with Strobe Light | Edwards, A Unit of General Signal | Accessories | 897B-004 | UL | -
Automatic Fire Alarm System | Alarm/Sounder Integrated with Strobe Light | Edwards, A Unit of General Signal | Accessories | 897B-005 | UL | -
Automatic Fire Alarm System | Alarm/Sounder Integrated with Strobe Light | Edwards, A Unit of General Signal | Accessories | 897B-006 | UL | -
Automatic Fire Alarm System | Alarm/Sounder Integrated with Strobe Light | Edwards, A Unit of General Signal | Accessories | 897B-007 | UL | -
Automatic Fire Alarm System | Alarm/Sounder Integrated with Strobe Light | Edwards, A Unit of General Signal | Accessories | 897B-010 | UL | -
Automatic Fire Alarm System | Alarm/Sounder Integrated with Strobe Light | Edwards, A Unit of General Signal | Accessories | 897B-011 | UL | -
Automatic Fire Alarm System | Alarm/Sounder Integrated with Strobe Light | Edwards, A Unit of General Signal | Accessories | 897B-012 | UL | -
Automatic Fire Alarm System | Alarm/Sounder Integrated with Strobe Light | Edwards, A Unit of General Signal | Accessories | 897B-111 | UL | -
Automatic Fire Alarm System | Alarm/Sounder Integrated with Strobe Light | Edwards, A Unit of General Signal | Accessories | 897B-112 | UL | -
Automatic Fire Alarm System | Alarm/Sounder Integrated with Strobe Light | European Safety System Ltd. | Appello Speech Sounders | BExA110D | EN 50014: 1992+prA1, EN 50018: 1994+prA1, EN 50019: 1994+prA1 | -
Automatic Fire Alarm System | Alarm/Sounder Integrated with Strobe Light | European Safety System Ltd. | Appello Speech Sounders | BExA110E | EN 50014: 1992+prA1, EN 50018: 1994+prA1, EN 50019: 1994+prA1 | -
Automatic Fire Alarm System | Alarm/Sounder Integrated with Strobe Light | European Safety System Ltd. | Appello Speech Sounders | BExA120D | EN 50014: 1992+prA1, EN 50018: 1994+prA1, EN 50019: 1994+prA1 | -
Automatic Fire Alarm System | Alarm/Sounder Integrated with Strobe Light | European Safety System Ltd. | Appello Speech Sounders | BExA120E | EN 50014: 1992+prA1, EN 50018: 1994+prA1, EN 50019: 1994+prA1 | -
Automatic Fire Alarm System | Alarm/Sounder Integrated with Strobe Light | European Safety System Ltd. | Electronic Beacons | BExBG05D | EN 50014: 1992+prA1, EN 50018+prA1 to A3 | -
Automatic Fire Alarm System | Alarm/Sounder Integrated with Strobe Light | European Safety System Ltd. | Electronic Beacons | BExBG05D | EN 50014: 1992+prA1, EN 50018: 1994+prA1, EN 50019: 1994+prA1 | -
Automatic Fire Alarm System | Alarm/Sounder Integrated with Strobe Light | European Safety System Ltd. | Electronic Beacons | BExBG05E | EN 50014: 1992+prA1, EN 50018: 1994+prA1, EN 50019: 1994+prA1 | -
Automatic Fire Alarm System | Alarm/Sounder Integrated with Strobe Light | European Safety System Ltd. | Electronic Beacons | BExBG10D | EN 50014: 1992+prA1, EN 50018: 1994+prA1, EN 50019: 1994+prA1 | -
Automatic Fire Alarm System | Alarm/Sounder Integrated with Strobe Light | European Safety System Ltd. | Electronic Beacons | BExBG10E | EN 50014: 1992+prA1, EN 50018: 1994+prA1, EN 50019: 1994+prA1 | -
Automatic Fire Alarm System | Alarm/Sounder Integrated with Strobe Light | European Safety System Ltd. | Electronic Beacons | BExBG15D | EN 50014: 1992+prA1, EN 50018: 1994+prA1, EN 50019: 1994+prA1 | -
Automatic Fire Alarm System | Alarm/Sounder Integrated with Strobe Light | European Safety System Ltd. | Electronic Beacons | BExBG15E | EN 50014: 1992+prA1, EN 50018: 1994+prA1, EN 50019: 1994+prA1 | -
Automatic Fire Alarm System | Alarm/Sounder Integrated with Strobe Light | European Safety System Ltd. | Electronic Sounder | BExL120E | EN 50014: 1992+prA1, EN 50018: 1994+prA1, EN 50019: 1994+prA1 | -
Automatic Fire Alarm System | Alarm/Sounder Integrated with Strobe Light | European Safety System Ltd. | Loudspeakers | BExL15D | EN 50014: 1992+prA1, EN 50018: 1994+prA1, EN 50019: 1994+prA1 | -
Automatic Fire Alarm System | Alarm/Sounder Integrated with Strobe Light | European Safety System Ltd. | Loudspeakers | BExL15E | EN 50014: 1992+prA1, EN 50018: 1994+prA1, EN 50019: 1994+prA1 | -
Automatic Fire Alarm System | Alarm/Sounder Integrated with Strobe Light | European Safety System Ltd. | Loudspeakers | BExL25D | EN 50014: 1992+prA1, EN 50018: 1994+prA1, EN 50019: 1994+prA1 | -
Automatic Fire Alarm System | Alarm/Sounder Integrated with Strobe Light | European Safety System Ltd. | Loudspeakers | BExL25E | EN 50014: 1992+prA1, EN 50018: 1994+prA1, EN 50019: 1994+prA1 | -
Automatic Fire Alarm System | Alarm/Sounder Integrated with Strobe Light | European Safety System Ltd. | Electronic Sounder | BExS110D | EN 50014: 1992+prA1, EN 50018: 1994+prA1 | -
Automatic Fire Alarm System | Alarm/Sounder Integrated with Strobe Light | European Safety System Ltd. | Electronic Sounder | BExS110D | EN 50014: 1992+prA1, EN 50018: 1994+prA1, EN 50019: 1994+prA1 | -
Automatic Fire Alarm System | Alarm/Sounder Integrated with Strobe Light | European Safety System Ltd. | Electronic Sounder | BExS120D | EN 50014: 1992+prA1, EN 50018: 1994+prA1 | -
Automatic Fire Alarm System | Alarm/Sounder Integrated with Strobe Light | European Safety System Ltd. | Electronic Sounder | BExS120D | EN 50014: 1992+prA1, EN 50018: 1994+prA1, EN 50019: 1994+prA1 | -
Automatic Fire Alarm System | Alarm/Sounder Integrated with Strobe Light | European Safety System Ltd. | Electronic Sounder | BExS120E | EN 50014: 1992+prA1, EN 50018: 1994+prA1, EN 50019: 1994+prA1 | -
Automatic Fire Alarm System | Alarm/Sounder Integrated with Strobe Light | European Safety System Ltd. | Flashtel | BExTBG05D | EN 50014: 1992+prA1, EN 50018: 1994+prA1, EN 50019: 1994+prA1 | -
Automatic Fire Alarm System | Alarm/Sounder Integrated with Strobe Light | European Safety System Ltd. | Sontel | BExTS110D | EN 50014: 1992+prA1, EN 50018: 1994+prA1, EN 50019: 1994+prA1 | -
Automatic Fire Alarm System | Alarm/Sounder Integrated with Strobe Light | European Safety System Ltd. | Combined Sounder/Beacon | IS-mC1 | EN 50014: 1997+A1 to A2, EN 50020: 2002, EN 50284: 1999 | -
Automatic Fire Alarm System | Alarm/Sounder Integrated with Strobe Light | Fire Fighting Enterprises | Emergency Warning and Intercommunication System - F.C.E/004: Tone Generator | FEC/004 | SSL | -
Automatic Fire Alarm System | Alarm/Sounder Integrated with Strobe Light | Fulleon Ltd. | Audible Signal Appliances | CF Bell | UL 464 | -
Automatic Fire Alarm System | Alarm/Sounder Integrated with Strobe Light | Fulleon Ltd. | Audible Signal Appliances | Squashni Micro | UL 464 | -
Automatic Fire Alarm System | Alarm/Sounder Integrated with Strobe Light | Gentex Corp. | Horn Strobe | GCCR-24 | UL 464 | -
Automatic Fire Alarm System | Alarm/Sounder Integrated with Strobe Light | Gentex Corp. | Horn Strobe | GEC-110 | UL 464 | -
Automatic Fire Alarm System | Alarm/Sounder Integrated with Strobe Light | Gentex Corp. | Horn Strobe | GEC15/75 | UL 464 | -
Automatic Fire Alarm System | Alarm/Sounder Integrated with Strobe Light | Gentex Corp. | Horn Strobe | GEC-177 | UL 464 | -
Automatic Fire Alarm System | Alarm/Sounder Integrated with Strobe Light | Gentex Corp. | Horn Strobe | GEC24-15 | UL 464 | -
Automatic Fire Alarm System | Alarm/Sounder Integrated with Strobe Light | Gentex Corp. | Horn Strobe | GEC-30 | UL 464 | -
Automatic Fire Alarm System | Alarm/Sounder Integrated with Strobe Light | Gentex Corp. | Horn Strobe | GEC-60 | UL 464 | -
Automatic Fire Alarm System | Alarm/Sounder Integrated with Strobe Light | Gentex Corp. | Horn Strobe | GEC-75 | UL 464 | -
Automatic Fire Alarm System | Alarm/Sounder Integrated with Strobe Light | Gentex Corp. | Horn Strobe | GECR-24 | UL 464 | -
Automatic Fire Alarm System | Alarm/Sounder Integrated with Strobe Light | Gentex Corp. | Horn Strobe | HS24-110 | ANSI S1.2-1962, UL 1971 | -
Automatic Fire Alarm System | Alarm/Sounder Integrated with Strobe Light | Gentex Corp. | Horn Strobe | HS24-15 | ANSI S1.2-1962, UL 1971 | -
Automatic Fire Alarm System | Alarm/Sounder Integrated with Strobe Light | Gentex Corp. | Horn Strobe | HS24-15/75 | ANSI S1.2-1962, UL 1971 | -
Automatic Fire Alarm System | Alarm/Sounder Integrated with Strobe Light | Gentex Corp. | Horn Strobe | HS24-30 | ANSI S1.2-1962, UL 1971 | -
Automatic Fire Alarm System | Alarm/Sounder Integrated with Strobe Light | Gentex Corp. | Horn Strobe | HS24-60 | ANSI S1.2-1962, UL 1971 | -
Automatic Fire Alarm System | Alarm/Sounder Integrated with Strobe Light | Gentex Corp. | Horn Strobe | HS24-75 | ANSI S1.2-1962, UL 1971 | -
Automatic Fire Alarm System | Alarm/Sounder Integrated with Strobe Light | Gulf Security Technology Co Ltd. | Conventional Sounder Strobe | GST-HX-F8502 | EN 54-3: 2001 | -
Automatic Fire Alarm System | Alarm/Sounder Integrated with Strobe Light | Gulf Security Technology Co Ltd. | Intelligent Sounder Strobe | GST-HX-M8502 | EN 54-3: 2001 | -
Automatic Fire Alarm System | Alarm/Sounder Integrated with Strobe Light | Honeywell Inc. | Panel Mount Printer | XLS 1000 | UL 864 | -
Automatic Fire Alarm System | Alarm/Sounder Integrated with Strobe Light | Johnson Control Inc. | Smoke Control System Accessories |  | UL 864 | -
Automatic Fire Alarm System | Alarm/Sounder Integrated with Strobe Light | Kidde | Flashing signal light | V-33 | UL | -
Automatic Fire Alarm System | Alarm/Sounder Integrated with Strobe Light | Kidde | Flashing signal light | V-33S | UL | -
Automatic Fire Alarm System | Alarm/Sounder Integrated with Strobe Light | Kidde | Visual or visual/audible signal appliances | VAL | UL | -
Automatic Fire Alarm System | Alarm/Sounder Integrated with Strobe Light | Kidde | Visual or visual/audible signal appliances | VALF | UL | -
Automatic Fire Alarm System | Alarm/Sounder Integrated with Strobe Light | Kidde | Visual or visual/audible signal appliances | VALS | UL | -
Automatic Fire Alarm System | Alarm/Sounder Integrated with Strobe Light | Kidde | Visual or visual/audible signal appliances | VALSH | UL | -
Automatic Fire Alarm System | Alarm/Sounder Integrated with Strobe Light | Manufacturing Electrical/design Consultants Ltd. | Sounders | DB1 | BASEEFA | -
Automatic Fire Alarm System | Alarm/Sounder Integrated with Strobe Light | Manufacturing Electrical/design Consultants Ltd. | Sounders | DB3 | EN 50014, EN 50018 | -
Automatic Fire Alarm System | Alarm/Sounder Integrated with Strobe Light | Manufacturing Electrical/design Consultants Ltd. | Sounder Unit | DB3 | EN 50014: 1997, EN 50018: 1994 | -
Automatic Fire Alarm System | Alarm/Sounder Integrated with Strobe Light | Manufacturing Electrical/design Consultants Ltd. | Speaker Unit | DB4 | EN 50014, EN 50018 | -
Automatic Fire Alarm System | Alarm/Sounder Integrated with Strobe Light | Manufacturing Electrical/design Consultants Ltd. | Speaker Unit | DB4 | EN 50014: 1997, EN 50018: 1994 | -
Automatic Fire Alarm System | Alarm/Sounder Integrated with Strobe Light | Manufacturing Electrical/design Consultants Ltd. | Speaker Unit | DB4E | EN 50014, EN 50018, EN 50019 | -
Automatic Fire Alarm System | Alarm/Sounder Integrated with Strobe Light | Manufacturing Electrical/design Consultants Ltd. | Sounders | DB5 | BASEEFA | -
Automatic Fire Alarm System | Alarm/Sounder Integrated with Strobe Light | Manufacturing Electrical/design Consultants Ltd. | Alarm Bell | DB6 | EN 50014, EN 50018 | -
Automatic Fire Alarm System | Alarm/Sounder Integrated with Strobe Light | Manufacturing Electrical/design Consultants Ltd. | Sounder Unit | DB7 | EN 50014, EN 50020 | -
Automatic Fire Alarm System | Alarm/Sounder Integrated with Strobe Light | Manufacturing Electrical/design Consultants Ltd. | Visual Signal Devices (Beacons) | FB12 | UL 1638, 2279, CSA-E79-0-95, CSA-E79-1-95 | -
Automatic Fire Alarm System | Alarm/Sounder Integrated with Strobe Light | Manufacturing Electrical/design Consultants Ltd. | Beacon | SM87HXB | BAS, BASEEFA | -
Automatic Fire Alarm System | Alarm/Sounder Integrated with Strobe Light | Manufacturing Electrical/design Consultants Ltd. | Xenon Beacon | XB11 | EN 50014: 1992+A1, EN 50018: 1994 | -
Automatic Fire Alarm System | Alarm/Sounder Integrated with Strobe Light | Manufacturing Electrical/design Consultants Ltd. | Xenon Beacon | XB11 | EN 50014: 1997, EN 50018: 1994 | -
Automatic Fire Alarm System | Alarm/Sounder Integrated with Strobe Light | Manufacturing Electrical/design Consultants Ltd. | Visual Signal Devices (Beacons) | XB11 | UL 1638, 2279, CSA-E79-0-95, CSA-E79-1-95 | -
Automatic Fire Alarm System | Alarm/Sounder Integrated with Strobe Light | Manufacturing Electrical/design Consultants Ltd. | Visual Signal Devices (Beacons) | XB12 | UL 1638, 2279, CSA-E79-0-95, CSA-E79-1-95 | -
Automatic Fire Alarm System | Alarm/Sounder Integrated with Strobe Light | Manufacturing Electrical/design Consultants Ltd. | Beacon | XB4 | BASEEFA | -
Automatic Fire Alarm System | Alarm/Sounder Integrated with Strobe Light | MEDC | Xenon Beacon (Strobe) | SM87XB | EN 50014, EN 50018 | -
Automatic Fire Alarm System | Alarm/Sounder Integrated with Strobe Light | Mirtone, unit of General Signal Ltd. | Bell - 6" vibrating bell (24V DC) | 74328 | ULC | -
Automatic Fire Alarm System | Alarm/Sounder Integrated with Strobe Light | Mirtone, unit of General Signal Ltd. | Bell - 10" vibrating bell (24V DC) | 74330 | ULC | -
Automatic Fire Alarm System | Alarm/Sounder Integrated with Strobe Light | Mirtone, unit of General Signal Ltd. | Bell_Accessories - Weatherproof surface backbox | 74347 | ULC | -
Automatic Fire Alarm System | Alarm/Sounder Integrated with Strobe Light | Mirtone, unit of General Signal Ltd. | Strobe 24VDC | 74448 | ULC | -
Automatic Fire Alarm System | Alarm/Sounder Integrated with Strobe Light | Mirtone, unit of General Signal Ltd. | Strobe Accessories - strobe backbox | 74466 | ULC | -
Automatic Fire Alarm System | Alarm/Sounder Integrated with Strobe Light | Mirtone, unit of General Signal Ltd. | Strobe Accessories - strobe backbox | 74467 | ULC | -
Automatic Fire Alarm System | Alarm/Sounder Integrated with Strobe Light | Mirtone, unit of General Signal Ltd. | Bell_Accessories - Flush wall mount backbox for 6" bell | 74328-B | ULC | -
Automatic Fire Alarm System | Alarm/Sounder Integrated with Strobe Light | Mirtone, unit of General Signal Ltd. | Bell_Accessories - ceiling mount backbox for 6" bell | 74328-BC | ULC | -
Automatic Fire Alarm System | Alarm/Sounder Integrated with Strobe Light | Mirtone, unit of General Signal Ltd. | Bell_Accessories - painted (grey) grille for 6" bell box | 74328-SG | ULC | -
Automatic Fire Alarm System | Alarm/Sounder Integrated with Strobe Light | Mirtone, unit of General Signal Ltd. | Bell_Accessories - Flush wall mount backbox for 10" bell | 74330-B | ULC | -
Automatic Fire Alarm System | Alarm/Sounder Integrated with Strobe Light | Mirtone, unit of General Signal Ltd. | Bell_Accessories - ceiling mount backbox for 10" bell | 74330-BC | ULC | -
Automatic Fire Alarm System | Alarm/Sounder Integrated with Strobe Light | Mirtone, unit of General Signal Ltd. | Bell_Accessories - painted (grey) grille for 10" bell box | 74330-SG | ULC | -
Automatic Fire Alarm System | Alarm/Sounder Integrated with Strobe Light | Notifier Ltd. | Remote Annunicator Fixed Module | AFM-16A | UL 864 | -
Automatic Fire Alarm System | Alarm/Sounder Integrated with Strobe Light | R. Stahl Schaltgeraete GmbH | Intrinic Safety Barrier | 9001/00-280-100-10 | FMRC 3600, 3610, 3611, 3810 | -
Automatic Fire Alarm System | Alarm/Sounder Integrated with Strobe Light | R. Stahl Schaltgeraete GmbH | Intrinic Safety Barrier | 9002/13-280-09-00 | FMRC 3600, 3610, 3611, 3810 | -
Automatic Fire Alarm System | Alarm/Sounder Integrated with Strobe Light | Siemens Building Technologies AG, Cerberus Division | Output Device | AB322A | CEA GEI 1-052 11/6/97, VdS 2504 12/96 | -
Automatic Fire Alarm System | Alarm/Sounder Integrated with Strobe Light | Siemens Building Technologies AG, Cerberus Division | Output Device | ABI 322A | CEA GEI 1-052 11/6/97, VdS 2504 12/96 | -
Automatic Fire Alarm System | Alarm/Sounder Integrated with Strobe Light | Siemens Building Technologies AG, Cerberus Division | Input Device | EM 322A | CEA GEI 1-052 11/6/97, VdS 2504 12/96 | -
Automatic Fire Alarm System | Alarm/Sounder Integrated with Strobe Light | Simplex Time Recorder Co | Isolator | 2190-9169 | UL 864 | -
Automatic Fire Alarm System | Alarm/Sounder Integrated with Strobe Light | Simplex Time Recorder Co | Isolator | 2190-9170 | UL 864 | -
Automatic Fire Alarm System | Alarm/Sounder Integrated with Strobe Light | Simplex Time Recorder Co | Individual Addressable Modlue | 2190-9172 | UL 864 | -
Automatic Fire Alarm System | Alarm/Sounder Integrated with Strobe Light | Simplex Time Recorder Co | Horn | 2901-9806 | UL | -
Automatic Fire Alarm System | Alarm/Sounder Integrated with Strobe Light | Simplex Time Recorder Co | Horn | 2901-9838 | UL | -
Automatic Fire Alarm System | Alarm/Sounder Integrated with Strobe Light | Simplex Time Recorder Co | Horn | 2901-9839 | UL | -
Automatic Fire Alarm System | Alarm/Sounder Integrated with Strobe Light | Simplex Time Recorder Co | Horn | 2901-9840 | UL | -
Automatic Fire Alarm System | Alarm/Sounder Integrated with Strobe Light | Simplex Time Recorder Co | Horn | 2901-9841 | UL | -
Automatic Fire Alarm System | Alarm/Sounder Integrated with Strobe Light | Simplex Time Recorder Co | Zone Addressable Modules | 4190-9050 | UL 864 | -
Automatic Fire Alarm System | Alarm/Sounder Integrated with Strobe Light | Simplex Time Recorder Co | Zone Addressable Modules | 4190-9051 | UL 864 | -
Automatic Fire Alarm System | Alarm/Sounder Integrated with Strobe Light | Simplex Time Recorder Co | Remote LCD Annunicator | 4603-9101 | UL 864 | -
Automatic Fire Alarm System | Alarm/Sounder Integrated with Strobe Light | Simplex Time Recorder Co | Lamp Assemblies with provisions for mounting listed audible signals | 4903-9001 | UL | -
Automatic Fire Alarm System | Alarm/Sounder Integrated with Strobe Light | Simplex Time Recorder Co | Lamp Assemblies with provisions for mounting listed audible signals | 4903-9101 | UL | -
Automatic Fire Alarm System | Alarm/Sounder Integrated with Strobe Light | Simplex Time Recorder Co | Lamp Assemblies with provisions for mounting listed audible signals | 4903-9102 | UL | -
Automatic Fire Alarm System | Alarm/Sounder Integrated with Strobe Light | Simplex Time Recorder Co | Lamp Assemblies with provisions for mounting listed audible signals | 4903-9104 | UL | -
Automatic Fire Alarm System | Alarm/Sounder Integrated with Strobe Light | Simplex Time Recorder Co | Speaker/Strobe | 4903-91XX(H) | UL 1480, UL 1971 | -
Automatic Fire Alarm System | Alarm/Sounder Integrated with Strobe Light | Simplex Time Recorder Co | Speaker/Strobe | 4903-93XX(H) | UL 1480, UL 1971 | -
Automatic Fire Alarm System | Alarm/Sounder Integrated with Strobe Light | Simplex Time Recorder Co | Lamp Assemblies | 4904-9002 | UL | -
Automatic Fire Alarm System | Alarm/Sounder Integrated with Strobe Light | Simplex Time Recorder Co | Lamp Assemblies | 4904-9003 | UL | -
Automatic Fire Alarm System | Alarm/Sounder Integrated with Strobe Light | Simplex Time Recorder Co | Lamp Assemblies | 4904-9101 | UL | -
Automatic Fire Alarm System | Alarm/Sounder Integrated with Strobe Light | Simplex Time Recorder Co | Lamp Assemblies | 4904-9102 | UL | -
Automatic Fire Alarm System | Alarm/Sounder Integrated with Strobe Light | Simplex Time Recorder Co | Lamp Assemblies | 4904-9103 | UL | -
Automatic Fire Alarm System | Alarm/Sounder Integrated with Strobe Light | System Senor, Div. of BRK Electronics | Speaker | V400 | UL | -
Automatic Fire Alarm System | Alarm/Sounder Integrated with Strobe Light | System Sensor | Input/Output Modules | ADM133 | AS 1603.4-1987+A1,A2 | -
Automatic Fire Alarm System | Alarm/Sounder Integrated with Strobe Light | System Sensor | Short Circuit Isolator | ADS130 | AS 1603.4: 1987+A1 to A2 | -
Automatic Fire Alarm System | Alarm/Sounder Integrated with Strobe Light | System Sensor | Audible Signal Appliances | APA-451 | UL 464 | -
Automatic Fire Alarm System | Alarm/Sounder Integrated with Strobe Light | System Sensor | Audible Signal Appliances | H12/24 | UL 464 | -
Automatic Fire Alarm System | Alarm/Sounder Integrated with Strobe Light | System Sensor | Audible Signal Appliances | PA400B | UL 464 | -
Automatic Fire Alarm System | Alarm/Sounder Integrated with Strobe Light | System Sensor | Audible Signal Appliances | PA400R | UL 464 | -
Automatic Fire Alarm System | Alarm/Sounder Integrated with Strobe Light | System Sensor | Audible Signal Appliances | PA400W | UL 464 | -
Automatic Fire Alarm System | Alarm/Sounder Integrated with Strobe Light | System Sensor Pty. Ltd. | Input/Output Modules | ADM130 | AS 1630.4-1987+A1 to A2 | -
Automatic Fire Alarm System | Alarm/Sounder Integrated with Strobe Light | System Sensor, Div. of Pittway Corp. | Horn | MA-12/24D | UL | -
Automatic Fire Alarm System | Alarm/Sounder Integrated with Strobe Light | System Sensor, Div. of Pittway Corp. | Horn/Strobe | MAEH1215ADA | UL 1971 | -
Automatic Fire Alarm System | Alarm/Sounder Integrated with Strobe Light | System Sensor, Div. of Pittway Corp. | Horn/Strobe | MAEH24110ADA | UL 1971 | -
Automatic Fire Alarm System | Alarm/Sounder Integrated with Strobe Light | System Sensor, Div. of Pittway Corp. | Horn/Strobe | MAEH2415ADA | UL 1971 | -
Automatic Fire Alarm System | Alarm/Sounder Integrated with Strobe Light | System Sensor, Div. of Pittway Corp. | Horn/Strobe | MAEH2415ADAS | UL 1971 | -
Automatic Fire Alarm System | Alarm/Sounder Integrated with Strobe Light | System Sensor, Div. of Pittway Corp. | Horn/Strobe | MAEH2475ADA | UL 1971 | -
Automatic Fire Alarm System | Alarm/Sounder Integrated with Strobe Light | System Sensor, Div. of Pittway Corp. | Horn / Strobe | MASS1215ADA | UL | -
Automatic Fire Alarm System | Alarm/Sounder Integrated with Strobe Light | System Sensor, Div. of Pittway Corp. | Horn/Strobe | MASS1215ADA | UL 1971 | -
Automatic Fire Alarm System | Alarm/Sounder Integrated with Strobe Light | System Sensor, Div. of Pittway Corp. | Horn/Storbe | MASS12LO | UL | -
Automatic Fire Alarm System | Alarm/Sounder Integrated with Strobe Light | System Sensor, Div. of Pittway Corp. | Horn / Strobe | MASS24110ADA | UL | -
Automatic Fire Alarm System | Alarm/Sounder Integrated with Strobe Light | System Sensor, Div. of Pittway Corp. | Horn/Strobe | MASS24110ADA | UL 1971 | -
Automatic Fire Alarm System | Alarm/Sounder Integrated with Strobe Light | System Sensor, Div. of Pittway Corp. | Horn / Strobe | MASS2415ADA | UL | -
Automatic Fire Alarm System | Alarm/Sounder Integrated with Strobe Light | System Sensor, Div. of Pittway Corp. | Horn/Strobe | MASS2415ADA | UL 1971 | -
Automatic Fire Alarm System | Alarm/Sounder Integrated with Strobe Light | System Sensor, Div. of Pittway Corp. | Horn/Strobe | MASS2415ADAS | UL 1971 | -
Automatic Fire Alarm System | Alarm/Sounder Integrated with Strobe Light | System Sensor, Div. of Pittway Corp. | Horn / Strobe | MASS2475ADA | UL | -
Automatic Fire Alarm System | Alarm/Sounder Integrated with Strobe Light | System Sensor, Div. of Pittway Corp. | Horn/Strobe | MASS2475ADA | UL 1971 | -
Automatic Fire Alarm System | Alarm/Sounder Integrated with Strobe Light | System Sensor, Div. of Pittway Corp. | Horn/Storbe | MASS24LO | UL | -
Automatic Fire Alarm System | Alarm/Sounder Integrated with Strobe Light | System Sensor, Div. of Pittway Corp. | Sounder/Strobe | P1215 | UL 1971 | -
Automatic Fire Alarm System | Alarm/Sounder Integrated with Strobe Light | System Sensor, Div. of Pittway Corp. | Horn / Strobe | P1215K | UL 464 | -
Automatic Fire Alarm System | Alarm/Sounder Integrated with Strobe Light | System Sensor, Div. of Pittway Corp. | Horn / Strobe | P1224MC | UL 464 | -
Automatic Fire Alarm System | Alarm/Sounder Integrated with Strobe Light | System Sensor, Div. of Pittway Corp. | Horn / Strobe | P1224MCA | UL 464 | -
Automatic Fire Alarm System | Alarm/Sounder Integrated with Strobe Light | System Sensor, Div. of Pittway Corp. | Horn / Strobe | P1224MCA-B | UL 464 | -
Automatic Fire Alarm System | Alarm/Sounder Integrated with Strobe Light | System Sensor, Div. of Pittway Corp. | Horn / Strobe | P1224MCA-F | UL 464 | -
Automatic Fire Alarm System | Alarm/Sounder Integrated with Strobe Light | System Sensor, Div. of Pittway Corp. | Horn / Strobe | P1224MCW | UL 464 | -
Automatic Fire Alarm System | Alarm/Sounder Integrated with Strobe Light | System Sensor, Div. of Pittway Corp. | Horn / Strobe | P1224MCWA | UL 464 | -
Automatic Fire Alarm System | Alarm/Sounder Integrated with Strobe Light | System Sensor, Div. of Pittway Corp. | Horn / Strobe | P1224MCWA-B | UL 464 | -
Automatic Fire Alarm System | Alarm/Sounder Integrated with Strobe Light | System Sensor, Div. of Pittway Corp. | Horn / Strobe | P1224MCWA-F | UL 464 | -
Automatic Fire Alarm System | Alarm/Sounder Integrated with Strobe Light | System Sensor, Div. of Pittway Corp. | Sounder/Strobe | P24110 | UL 1971 | -
Automatic Fire Alarm System | Alarm/Sounder Integrated with Strobe Light | System Sensor, Div. of Pittway Corp. | Horn / Strobe | P24110K | UL 464 | -
Automatic Fire Alarm System | Alarm/Sounder Integrated with Strobe Light | System Sensor, Div. of Pittway Corp. | Sounder/Strobe | P2415 | UL 1971 | -
Automatic Fire Alarm System | Alarm/Sounder Integrated with Strobe Light | System Sensor, Div. of Pittway Corp. | Horn / Strobe | P2415K | UL 464 | -
Automatic Fire Alarm System | Alarm/Sounder Integrated with Strobe Light | System Sensor, Div. of Pittway Corp. | Horn / Strobe | P2430 | UL 464 | -
Automatic Fire Alarm System | Alarm/Sounder Integrated with Strobe Light | System Sensor, Div. of Pittway Corp. | Horn / Strobe | P2430K | UL 464 | -
Automatic Fire Alarm System | Alarm/Sounder Integrated with Strobe Light | System Sensor, Div. of Pittway Corp. | Sounder/Strobe | P2475 | UL 1971 | -
Automatic Fire Alarm System | Alarm/Sounder Integrated with Strobe Light | System Sensor, Div. of Pittway Corp. | Horn / Strobe | P2475K | UL 464 | -
Automatic Fire Alarm System | Alarm/Sounder Integrated with Strobe Light | System Sensor, Div. of Pittway Corp. | Horn / Strobe | P2475RLZ | UL 464 | -
Automatic Fire Alarm System | Alarm/Sounder Integrated with Strobe Light | System Sensor, Div. of Pittway Corp. | Strobe Light with sounder | P2475RLZ | UL 464, UL 1971 | -
Automatic Fire Alarm System | Alarm/Sounder Integrated with Strobe Light | System Sensor, Div. of Pittway Corp. | Strobe light with sounder | P2475RLZW | UL 464, UL 1971 | -
Automatic Fire Alarm System | Alarm/Sounder Integrated with Strobe Light | System Sensor, Div. of Pittway Corp. | Horn/Strobe Signal Appliances | P24RL | UL 1638, ULC S525 1978 | -
Automatic Fire Alarm System | Alarm/Sounder Integrated with Strobe Light | System Sensor, Div. of Pittway Corp. | Horn / Strobe | PC24115 | UL 464 | -
Automatic Fire Alarm System | Alarm/Sounder Integrated with Strobe Light | System Sensor, Div. of Pittway Corp. | Horn / Strobe | PC2415 | UL 464 | -
Automatic Fire Alarm System | Alarm/Sounder Integrated with Strobe Light | System Sensor, Div. of Pittway Corp. | Horn / Strobe | PC241575 | UL 464 | -
Automatic Fire Alarm System | Alarm/Sounder Integrated with Strobe Light | System Sensor, Div. of Pittway Corp. | Horn / Strobe | PC24177 | UL 464 | -
Automatic Fire Alarm System | Alarm/Sounder Integrated with Strobe Light | System Sensor, Div. of Pittway Corp. | Horn / Strobe | PC2430 | UL 464 | -
Automatic Fire Alarm System | Alarm/Sounder Integrated with Strobe Light | System Sensor, Div. of Pittway Corp. | Horn / Strobe | PC2475 | UL 464 | -
Automatic Fire Alarm System | Alarm/Sounder Integrated with Strobe Light | System Sensor, Div. of Pittway Corp. | Horn / Strobe | PC2495 | UL 464 | -
Automatic Fire Alarm System | Alarm/Sounder Integrated with Strobe Light | System Sensor, Div. of Pittway Corp. | Sounder/Strobe | PS1215ADA | UL 1971 | -
Automatic Fire Alarm System | Alarm/Sounder Integrated with Strobe Light | System Sensor, Div. of Pittway Corp. | Sounder/Strobe | PS24110ADA | UL 1971 | -
Automatic Fire Alarm System | Alarm/Sounder Integrated with Strobe Light | System Sensor, Div. of Pittway Corp. | Sounder/Strobe | PS2415ADA | UL 1971 | -
Automatic Fire Alarm System | Alarm/Sounder Integrated with Strobe Light | System Sensor, Div. of Pittway Corp. | Sounder/Strobe | PS2475ADA | UL 1971 | -
Automatic Fire Alarm System | Alarm/Sounder Integrated with Strobe Light | System Sensor, Div. of Pittway Corp. | Strobe Light | S1215 | UL 1971 | -
Automatic Fire Alarm System | Alarm/Sounder Integrated with Strobe Light | System Sensor, Div. of Pittway Corp. | Strobe Light | S24110 | UL 1971 | -
Automatic Fire Alarm System | Alarm/Sounder Integrated with Strobe Light | System Sensor, Div. of Pittway Corp. | Strobe Light | S2415 | UL 1971 | -
Automatic Fire Alarm System | Alarm/Sounder Integrated with Strobe Light | System Sensor, Div. of Pittway Corp. | Strobe Light | S2475 | UL 1971 | -
Automatic Fire Alarm System | Alarm/Sounder Integrated with Strobe Light | System Sensor, Div. of Pittway Corp. | Strobe Light | S24RL | UL 1638, CAN/ULC S526-M87 | -
Automatic Fire Alarm System | Alarm/Sounder Integrated with Strobe Light | System Sensors, Div. of Pittway Corp. | Detector Base | B224BI | UL | -
Automatic Fire Alarm System | Alarm/Sounder Integrated with Strobe Light | System Sensors, Div. of Pittway Corp. | Detector Base | B224RB | UL | -
Automatic Fire Alarm System | Alarm/Sounder Integrated with Strobe Light | System Sensors, Div. of Pittway Corp. | Detector Base | B524BI | UL | -
Automatic Fire Alarm System | Alarm/Sounder Integrated with Strobe Light | System Sensors, Div. of Pittway Corp. | Detector Base | B524RB | UL | -
Automatic Fire Alarm System | Alarm/Sounder Integrated with Strobe Light | Wheelock | Visual/Audible Signal Appliance | 7002T-24 | UL | -
Automatic Fire Alarm System | Alarm/Sounder Integrated with Strobe Light | Wheelock Inc. | Multione Signal Type Audible Signal Appliance for Fire Alarm Services | MT-12/24-115-R/W/S/X | UL 1971, UL 464 | -
Automatic Fire Alarm System | Alarm/Sounder Integrated with Strobe Light | Wheelock Inc. | Multione Signal Type Audible Signal Appliance for Fire Alarm Services | MT4-12/24-115-R/W/S/X | UL 1971, UL 464 | -
Automatic Fire Alarm System | Alarm/Sounder Integrated with Strobe Light | Wheelock Inc. | Audible signal appliance for fire alarm use with signal appliance for the hearing impaired | MT4-24/12-LS/LLS-LSM-MS-IS-HSPW-L-HSPW-*** | UL 1971, UL 464 | -
Automatic Fire Alarm System | Alarm/Sounder Integrated with Strobe Light | Zhongshan Hengyou Intelligent Technology Co. Ltd. | Fire Alarm Bell | ABA-10-24 | EN 54-3:2014 + A1:2019 | -
Automatic Fire Alarm System | Alarm/Sounder Integrated with Strobe Light | Zhongshan Hengyou Intelligent Technology Co. Ltd. | Fire Alarm Bell | ABA-6-24 | EN 54-3:2014 + A1:2019 | -
Automatic Fire Alarm System | Alarm/Sounder Integrated with Strobe Light | Zhongshan Hengyou Intelligent Technology Co. Ltd. | Fire Alarm Bell | ABA-8-24 | EN 54-3:2014 + A1:2019 | -
Automatic Fire Alarm System | Alarm/Sounder Integrated with Strobe Light | 海灣安全技術股份有限公司 | 火災聲光警報器 | GST-HX-F8502 | GA385-2002 | -
Automatic Fire Alarm System | Alarm/Sounder Integrated with Strobe Light | 海灣安全技術股份有限公司 | 火災聲光警報器 | GST-HX-M8502 | GA385-2002 | -
Automatic Fire Alarm System | Alarm/Sounder Integrated with Strobe Light | 深圳市泛海三江電子有限公司 | 火災聲光警報器 | SG-03 | GA385-2002 | -
Automatic Fire Alarm System | Alarm/Sounder Integrated with Strobe Light | 深圳市泛海三江電子有限公司 | 火災聲光警報器 | SG-03K | GA385-2002 | -
Automatic Fire Alarm System | Alarm/Sounder Integrated with Strobe Light | 深圳市奧瑞那光子技術有限公司 | 火災聲光警報器 | OS531 | GA385-2002 | -
Automatic Fire Alarm System | Alarm/Sounder Integrated with Strobe Light | 深圳市賦安安全系統有限公司 | 火災聲光警報器 | AFN-FS01 | GA385-2002 | -
Automatic Fire Alarm System | Alarm/Sounder Integrated with Strobe Light |  | Home Fire Alarm | 769AC/DC |  | -
Automatic Fire Alarm System | Alarm/Sounder Integrated with Strobe Light |  | Home Fire Alarm | 769AC/DCL |  | -
Automatic Fire Alarm System | Alarm/Sounder Integrated with Strobe Light |  | Home Fire Alarm | 77R |  | -
Automatic Fire Alarm System | Alarm/Sounder Integrated with Strobe Light |  | Sounder/Strobe 12V | MA/SS-12 | UL | -
Automatic Fire Alarm System | Alarm/Sounder Integrated with Strobe Light |  | Sounder/Strobe 24V | MA/SS-24 | UL | -
Automatic Fire Alarm System | Alarm/Sounder Integrated with Strobe Light |  | Sounder 12V & 24V | MA-12/24 | UL | -
Automatic Fire Alarm System | Alarm/Sounder Integrated with Strobe Light |  | Strobe 12V | SS-12 | UL | -
Automatic Fire Alarm System | Alarm/Sounder Integrated with Strobe Light |  | Strobe 24V | SS-24 | UL | -
Manual Fire Alarm System | Manual Call Point | Alarmcom Co | Addressable Manual Call Point | MT320A | BS 5839 II: 1983 | -
Manual Fire Alarm System | Manual Call Point | Apollo Fire Detection Ltd. | Apollo Series 90 Fire Alarm Manual Call Point | 54000-901 |  | -
Manual Fire Alarm System | Manual Call Point | Apollo Fire Detection Ltd. | Manual Call Point | 55000-900 | BS 5839 II: 1983 A1 to A2, EN 50130-4 1996 Clause 10 | -
Manual Fire Alarm System | Manual Call Point | Apollo Fire Detection Ltd. | XP95 Analogue Manual Call Point | 55000-910 | LPC | -
Manual Fire Alarm System | Manual Call Point | Apollo Fire Detection Ltd. | Manual Call Point | 58000-900 | BS 5839 II: 1983 A1 to A2, EN 50130-4 1996 Clause 10 | -
Manual Fire Alarm System | Manual Call Point | Apollo Fire Detection Ltd. | Manual Call Point | XP95IS | BS 5839 II: 1983, EN 50014: 1977 A1 to A5, EN 50020: 1977 A1 to A2 | -
Manual Fire Alarm System | Manual Call Point | Bosch SicherheitsSystem GmbH | Manual Call Point | SM 210 LSN | VdS 2503: 12/96, DIN EN 54 XI: 10/01 | -
Manual Fire Alarm System | Manual Call Point | Bosch Sicherheitssysteme GmbH | Manual Call Point | FMC 210-SM-G-R | DIN EN 54 XI, VdS 2504 | -
Manual Fire Alarm System | Manual Call Point | Bosch Sicherheitssysteme GmbH | Manual Call Point | FMC-120-DKM-G-R | DIN 54-11, VdS 2504 | -
Manual Fire Alarm System | Manual Call Point | Bosch Sicherheitssysteme GmbH | Manual Call Point | FMC-120-DKM-H-R | DIN 54-11, VdS 2504 | -
Manual Fire Alarm System | Manual Call Point | Bosch Sicherheitssysteme GmbH | Manual Call Point | FMC-210-DM-G-R | DIN 54-11, VdS 2504 | -
Manual Fire Alarm System | Manual Call Point | Bosch Sicherheitssysteme GmbH | Manual Call Point | FMC-210-DM-H-R | DIN 54-11, VdS 2504 | -
Manual Fire Alarm System | Manual Call Point | Bosch Telecom GmbH | Manual Call Point | DKM 120 (GLT) | EN 50021 | -
Manual Fire Alarm System | Manual Call Point | Bosch Telecom GmbH | Manual Call Point | DM 210 LSN | EN 50021 | -
Manual Fire Alarm System | Manual Call Point | Bosch Telecom GmbH | Manual Call Point | SKM 120 (GLT) | EN 50021 | -
Manual Fire Alarm System | Manual Call Point | Bosch Telecom GmbH | Manual Call Point | SM 210 LSN | EN 50021 | -
Manual Fire Alarm System | Manual Call Point | C.Q.R> Security Components Ltd. | Manual Call Point | Ampac FP2 | AS1603.5-1996 | -
Manual Fire Alarm System | Manual Call Point | Caradon Esser GmBH | Manual Call Point | 706102 | prEN 54-11: 1998E | -
Manual Fire Alarm System | Manual Call Point | Caradon Esser GmBH | Manual Call Point | 706202 | prEN 54-11: 1998E | -
Manual Fire Alarm System | Manual Call Point | Caradon Gent Ltd. | Manual Call Point | 34800 | BS 5839 II: 1983 Clauses 4-15 | -
Manual Fire Alarm System | Manual Call Point | Carters | Break lass Manual Call Point | P30 | BSI | -
Manual Fire Alarm System | Manual Call Point | Ceemex | Break Glass Call Point |  | BS | -
Manual Fire Alarm System | Manual Call Point | Cerberus AG | Manual Call Point | AT50MI | LPCB | -
Manual Fire Alarm System | Manual Call Point | Cerberus AG | Manual Call Point | AT50MI |  | -
Manual Fire Alarm System | Manual Call Point | Cerberus AG | Manual Call Point | ATAN50 | BASEEFA | -
Manual Fire Alarm System | Manual Call Point | Cerberus AG | Manual Call Point | DM 1131 | BS 5839 ii: 1983 | -
Manual Fire Alarm System | Manual Call Point | Cerberus AG | Manual Call Point | DM 1133 | DIN 14655 5/1979, EMC 2110 AT 05.92, EFSG/F/95/007 subclause '2.2, 3.13, EN 54/7 9/1989 clause 11,13-16,17.1,20 | -
Manual Fire Alarm System | Manual Call Point | Cerberus AG | Manual Call Point | DM1103 | DIN 14655: 5/1979, EN 54 VII: 9/1989, VdS 2110 at 05.92, prEN 54 Pt. 11 subclause 5.11: 9/1991 | -
Manual Fire Alarm System | Manual Call Point | Cerberus AG | Manual Call Point | DM1151 | LPC | -
Manual Fire Alarm System | Manual Call Point | Cerberus AG | Manual Call Point | DM1153 | DIN 14655: 5/1979, EN 54 VII: 9/1989, VdS 2110 at 05.92 | -
Manual Fire Alarm System | Manual Call Point | Chubb Fire | Manual Call Point |  |  | -
Manual Fire Alarm System | Manual Call Point | Chubb Fire | Alarm Bell |  |  | -
Manual Fire Alarm System | Manual Call Point | Clifford and Snell Ltd. | Flush mounted Manual Call Point | MCP/R/F | LPC | -
Manual Fire Alarm System | Manual Call Point | Clifford and Snell Ltd. | Surface mounted Manual Call Point | MCP/R/S | LPC | -
Manual Fire Alarm System | Manual Call Point | CQR Security | Manual Call Point | FP3/ADD | EN 54-11: 2011+A1, EN 50130-4: 1995 A1 to A2 | -
Manual Fire Alarm System | Manual Call Point | CQR Security | Manual Call Point | FP3/STD | EN 54-11: 2011+A1, EN 50130-4: 1995 A1 to A2 | -
Manual Fire Alarm System | Manual Call Point | Demco Industries SDN BHD | Manual Call Point | D108 | AS1603.5-1991 | -
Manual Fire Alarm System | Manual Call Point | Detection System Inc. | Addressable Fire Alame Pull Box | DS9400 | UL 38 | -
Manual Fire Alarm System | Manual Call Point | Detection System Inc. | Addressable Fire Alame Pull Box | DS9490D | UL 38 | -
Manual Fire Alarm System | Manual Call Point | Detection System Inc. | Manual Call Point | DSMS-DATK | UL 38 | -
Manual Fire Alarm System | Manual Call Point | Detection System Inc. | Manual Call Point | DSMS-DAWK | UL 38 | -
Manual Fire Alarm System | Manual Call Point | Detection System Inc. | Manual Call Point | DSMS-SATK | UL 38 | -
Manual Fire Alarm System | Manual Call Point | Detection System Inc. | Manual Call Point | DSMS-SAWK | UL 38 | -
Manual Fire Alarm System | Manual Call Point | Detection System Inc. | Addressable Fire Alame Pull Box | MX310 | UL 38, UL 864 | -
Manual Fire Alarm System | Manual Call Point | Detection System Inc. | Addressable Fire Alame Pull Box | MX310D | UL 38, UL 864 | -
Manual Fire Alarm System | Manual Call Point | Edwards | Fire Alarm Box | 1251 |  | -
Manual Fire Alarm System | Manual Call Point | Edwards | Manual Boxes, Fire Alarm | 250-SPO |  | -
Manual Fire Alarm System | Manual Call Point | Edwards | Manual Boxes, Fire Alarm | 270-DOC |  | -
Manual Fire Alarm System | Manual Call Point | Edwards | Manual Boxes, Fire Alarm | 270-P |  | -
Manual Fire Alarm System | Manual Call Point | Edwards System Technology | Break Glass Station | SIGI-271 | BS 5839 II: 1983 | -
Manual Fire Alarm System | Manual Call Point | Edwards System Technology | Digital Addressable Manual Call Point | SIGI-271 | EN 54 Pt. 11: 2001 | -
Manual Fire Alarm System | Manual Call Point | Esser Sicherbeitstechnik GmbH | Manual Call Point | 1-1771 | DIN 14655, DIN EN 54 VII, EMC 2110 1/85 | -
Manual Fire Alarm System | Manual Call Point | Esser Sicherbeitstechnik GmbH | Manual Call Point | 1-1772 | DIN 14655, DIN EN 54 VII, EMC 2110 1/85 | -
Manual Fire Alarm System | Manual Call Point | ESSER SICHERHEITSTECHNIK GmbH | Push Button Fire Alarm | 1602 |  | -
Manual Fire Alarm System | Manual Call Point | ESSER SICHERHEITSTECHNIK GmbH | Push Button Fire Alarm | 1622 |  | -
Manual Fire Alarm System | Manual Call Point | Everbright Electronics Sdn Bhd | Manual Call Point | ECP-05-L | AS 1603.5-1996 | -
Manual Fire Alarm System | Manual Call Point | Everbright Electronics Sdn Bhd | Manual Call Point | ECP-05-R | AS 1603.5-1996 | -
Manual Fire Alarm System | Manual Call Point | Fulleon Ltd. | Manual Call Point | CX/G/R/BB | BS EN 54 XI: 2001 | -
Manual Fire Alarm System | Manual Call Point | Fulleon Ltd. | Manual Call Point | CX/G/R/NB | BS EN 54 XI: 2001 | -
Manual Fire Alarm System | Manual Call Point | Fulleon Ltd. | Manual Call Point | CX/P/R/BB | BS EN 54 XI: 2001 | -
Manual Fire Alarm System | Manual Call Point | Fulleon Ltd. | Manual Call Point | CX/P/R/NB | BS EN 54 XI: 2001 | -
Manual Fire Alarm System | Manual Call Point | Fulleon Synchrobell Ltd. | Conventional indoor manual call point, flush mounted | CX/G/R | prEN 54 XI: 1999 | -
Manual Fire Alarm System | Manual Call Point | Fulleon Synchrobell Ltd. | Conventional indoor resettable manual call point, flush mounted | CX/P/R | prEN 54 XI: 1999 | -
Manual Fire Alarm System | Manual Call Point | Fulleon Synchrobell Ltd. | Manual Call Point | RC/S/R | BS 5839 II: 1983 | -
Manual Fire Alarm System | Manual Call Point | G.E. Security (Africa) trading as Ziton (Pty) Ltd. | Analogue Addressable Manual Call Point | ZP785-3 | EN 54 XI: 2001 | -
Manual Fire Alarm System | Manual Call Point | Gent | Mancal Call Point | 1195 CO |  | -
Manual Fire Alarm System | Manual Call Point | Gent | Mancal Call Point | 1195 OC |  | -
Manual Fire Alarm System | Manual Call Point | GLT Exports Ltd. | Conventional Manual Call Point | ZT-MCP | BS 5839 II: 1983 | -
Manual Fire Alarm System | Manual Call Point | GLT Exports Ltd. | Analogue Addressable Manual Call Point | ZT-MCP/AD | BS 5839 II: 1983 | -
Manual Fire Alarm System | Manual Call Point | Gulf Security Technology Co Ltd. | Intelligent Manual Call Point | J-SAF-GST9111 (E) | EN 54-11: 2001 | -
Manual Fire Alarm System | Manual Call Point | Gulf Security Technology Co Ltd. | Conventional Manual Call Point | J-SAF-GST9211 (E) | EN 54-11: 2001 | -
Manual Fire Alarm System | Manual Call Point | Gulf Security Technology Co Ltd. | Conventional Manual Call Point | J-SAF-GST9211 (E) | EN 54-11: 2001 | -
Manual Fire Alarm System | Manual Call Point | Gulf Security Technology Co Ltd. | Analogue Addressable Manual Call Point | J-SAM-GST9111 (E) | EN 54-11: 2001 | -
Manual Fire Alarm System | Manual Call Point | Hochiki Europe (UK) Ltd. | Addressable Manual Call Point | MCP-E | BS 5839 II: 1983 | -
Manual Fire Alarm System | Manual Call Point | Horing Lih Industrial Co Ltd. | Manual Call Point | AH-0217 | EN 54 XI: 2001 | -
Manual Fire Alarm System | Manual Call Point | Interlogix BV | Manual Call Point | DM2000 | prEN 54 XI: 10/2000 | -
Manual Fire Alarm System | Manual Call Point | Interlogix BV | Manual Call Point | DM2000E | prEN 54 XI: 10/2000 | -
Manual Fire Alarm System | Manual Call Point | KAC Alarm Co Ltd. | Manual Call Point | DM 1101 | BS5839 II: 1983 | -
Manual Fire Alarm System | Manual Call Point | KAC Alarm Co Ltd. | Manual Call Point | KR1 |  | -
Manual Fire Alarm System | Manual Call Point | KAC Alarm Co Ltd. | Call Point | KR1/SR |  | -
Manual Fire Alarm System | Manual Call Point | KAC Alarm Co Ltd. | Manual Call Point | KR1/SR | FIRTO | -
Manual Fire Alarm System | Manual Call Point | KAC Alarm Co Ltd. | Manual Call Point | KR11/SR | FIRTO | -
Manual Fire Alarm System | Manual Call Point | KAC Alarm Co Ltd. | Manual Call Point | KR9/SR | FIRTO | -
Manual Fire Alarm System | Manual Call Point | KAC Alarm Co Ltd. | Manucal Call Point (Breakglass Unit) | KRI |  | -
Manual Fire Alarm System | Manual Call Point | KAC Alarm Co Ltd. | Break Glass Call Point (Breakglass Unit) | KRI |  | -
Manual Fire Alarm System | Manual Call Point | KAC Alarm Co Ltd. | Manual Call Point | KSR1 | FIRTO | -
Manual Fire Alarm System | Manual Call Point | KAC Alarm Co Ltd. | Manual Call Point | KSR11 | FIRTO | -
Manual Fire Alarm System | Manual Call Point | KAC Alarm Co Ltd. | Manual Call Point | KSR9 | FIRTO | -
Manual Fire Alarm System | Manual Call Point | KAC Alarm Co Ltd. | Manual Call Point | KSRZ1 | FIRTO | -
Manual Fire Alarm System | Manual Call Point | KAC Alarm Co Ltd. | Manual Call Point | KSRZ2 | FIRTO | -
Manual Fire Alarm System | Manual Call Point | KAC Alarm Co Ltd. | Conventional Manual Call Point | MCP1A-Rxxxxx | EN 54 Pt. 11: 2001 | -
Manual Fire Alarm System | Manual Call Point | KAC Alarm Co Ltd. | Conventional Manual Call Point | MCP1A-Rxxxxx | EN 54 Pt. 11: 2001 | -
Manual Fire Alarm System | Manual Call Point | KAC Alarm Co Ltd. | Conventional Manual Call Point | MCP1B-Rxxxxx | EN 54 Pt. 11: 2001 | -
Manual Fire Alarm System | Manual Call Point | KAC Alarm Co Ltd. | Conventional Manual Call Point | MCP2A-Rxxxxx | EN 54 Pt. 11: 2001 | -
Manual Fire Alarm System | Manual Call Point | KAC Alarm Co Ltd. | Conventional Manual Call Point | MCP2B-Rxxxxx | EN 54 Pt. 11: 2001 | -
Manual Fire Alarm System | Manual Call Point | KAC Alarm Co Ltd. | Conventional Manual Call Point | MCP3A-Rxxxxx | EN 54 Pt. 11: 2001 | -
Manual Fire Alarm System | Manual Call Point | KAC Alarm Co Ltd. | Conventional Manual Call Point | MCP3A-Rxxxxx | EN 54 Pt. 11: 2001 | -
Manual Fire Alarm System | Manual Call Point | KAC Alarm Co Ltd. | Conventional Manual Call Point | MCP4A-Rxxxxx | EN 54 Pt. 11: 2001 | -
Manual Fire Alarm System | Manual Call Point | KAC Alarm Co Ltd. | Conventional Manual Call Point | MCP4A-Rxxxxx | EN 54 Pt. 11: 2001 | -
Manual Fire Alarm System | Manual Call Point | KAC Alarm Co Ltd. | Conventional Manual Call Point | MCP7A-Rxxxxx | EN 54 Pt. 11: 2001 | -
Manual Fire Alarm System | Manual Call Point | KAC Alarm Co Ltd. | Conventional Manual Call Point | MCP7B-Rxxxxx | EN 54 Pt. 11: 2001 | -
Manual Fire Alarm System | Manual Call Point | KAC Alarm Co Ltd. | Manual Call Point | WR 2001 | BS 5839 Clause 4, 12 II: 1983 | -
Manual Fire Alarm System | Manual Call Point | KAC Alarm Co Ltd. | Manual Call Point | WR 2061 | BS 5839 II: 1983 | -
Manual Fire Alarm System | Manual Call Point | KAC Alarm Co Ltd. | Manual Call Point | WR 2072 | BS 5839 II: 1983 | -
Manual Fire Alarm System | Manual Call Point | KAC Alarm Co Ltd. | Manual Call Point | WR 3001 | BS 5839 II: 1983 | -
Manual Fire Alarm System | Manual Call Point | KAC Alarm Co Ltd. | Manual Call Point | WR 4001 | BS 5839 Clause 4-6 II: 1983 | -
Manual Fire Alarm System | Manual Call Point | KAC Alarm Co Ltd. | Manual Call Point | WR 4072 | BS 5839 II: 1983 | -
Manual Fire Alarm System | Manual Call Point | KAC Alarm Co Ltd. | Manual Call Point | WR2061 | BS 5839 II: 1983 | -
Manual Fire Alarm System | Manual Call Point | KAC Alarm Co Ltd. | Fire Alarm Manual Call Point | WR7/2001 | BS 5839 II: 1983 | -
Manual Fire Alarm System | Manual Call Point | KAC Alarm Co Ltd. | Fire Alarm Manual Call Point | WR7/2004 | BS 5839 II: 1983 | -
Manual Fire Alarm System | Manual Call Point | KAC Alarm Co Ltd. | Fire Alarm Manual Call Point | WR7/2012 | BS 5839 II: 1983 | -
Manual Fire Alarm System | Manual Call Point | KAC Alarm Co Ltd. | Fire Alarm Manual Call Point | WR7/2061 | BS 5839 II: 1983 | -
Manual Fire Alarm System | Manual Call Point | KAC Alarm Co Ltd. | Fire Alarm Manual Call Point | WR7/2072 | BS 5839 II: 1983 | -
Manual Fire Alarm System | Manual Call Point | KAC Alarm Co Ltd. | Fire Alarm Manual Call Point | WR7/2101 | BS 5839 II: 1983 | -
Manual Fire Alarm System | Manual Call Point | KAC Alarm Co Ltd. | Fire Alarm Manual Call Point | WR7/3001 | BS 5839 II: 1983 | -
Manual Fire Alarm System | Manual Call Point | KAC Alarm Co Ltd. | Fire Alarm Manual Call Point | WR7/3061 | BS 5839 II: 1983 | -
Manual Fire Alarm System | Manual Call Point | KAC Alarm Co Ltd. | Fire Alarm Manual Call Point | WR7/3072 | BS 5839 II: 1983 | -
Manual Fire Alarm System | Manual Call Point | KAC Alarm Co Ltd. | Fire Alarm Manual Call Point | WR7/3101 | BS 5839 II: 1983 | -
Manual Fire Alarm System | Manual Call Point | KAC Alarm Co Ltd. | Manual Call Point | WRZ2/4001 | BS 5839 II | -
Manual Fire Alarm System | Manual Call Point | KAC Alarm Co Ltd. | Manual Call Point | WRZ2/4002 | BS 5839 II: 1983 | -
Manual Fire Alarm System | Manual Call Point | KAC Alarm Co Ltd. | Manual Call Point | WRZ2/4010 | BS 5839 II: 1983 | -
Manual Fire Alarm System | Manual Call Point | KAC Alarm Co Ltd. | Manual Call Point | WRZ2/4072 | BS 5839 II | -
Manual Fire Alarm System | Manual Call Point | Kidde Fire Protection Ltd. | Analogue Manual Call Point | 23900-H07 | LPC 62449/1.3 | -
Manual Fire Alarm System | Manual Call Point | Manufacturing Electrical/design Consultants Ltd. | Manual Call Point | BG | BASEEFA | -
Manual Fire Alarm System | Manual Call Point | Manufacturing Electrical/design Consultants Ltd. | Break glass Unit | BG2E | EN 50014: 1997+A1 to A2, EN 50018: 2000, EN 50019: 2000, EN 50028: 1987+A1, EN 50281-1-1: 1999 | -
Manual Fire Alarm System | Manual Call Point | Manufacturing Electrical/design Consultants Ltd. | Break glass Unit | BG2E(R) | EN 50014: 1997+A1 to A2, EN 50018: 2000, EN 50019: 2000, EN 50028: 1987+A1, EN 50281-1-1: 1999 | -
Manual Fire Alarm System | Manual Call Point | Manufacturing Electrical/design Consultants Ltd. | Break glass Unit | BGE | EN 50014: 1997+A1 to A2, EN 50018: 2000, EN 50019: 2000, EN 50028: 1987+A1, EN 50281-1-1: 1999 | -
Manual Fire Alarm System | Manual Call Point | Manufacturing Electrical/design Consultants Ltd. | Break glass Unit | BGE(R) | EN 50014: 1997+A1 to A2, EN 50018: 2000, EN 50019: 2000, EN 50028: 1987+A1, EN 50281-1-1: 1999 | -
Manual Fire Alarm System | Manual Call Point | Manufacturing Electrical/design Consultants Ltd. | Manual Call Point | PBE | BAS | -
Manual Fire Alarm System | Manual Call Point | Manufacturing Electrical/design Consultants Ltd. | Manual Call Point | PBI | BAS | -
Manual Fire Alarm System | Manual Call Point | Matsushita Electric Works Ltd. | Addressable Manual Call Point | BVL2333CH | EN 54 VII, XI: 1991, SKAFOR/DK 232.030, 232.060: 6/1983 | -
Manual Fire Alarm System | Manual Call Point | Mirtone | Manual Pull Station | 73201 |  | -
Manual Fire Alarm System | Manual Call Point | Mirtone | Manual Pull Station | 73303 |  | -
Manual Fire Alarm System | Manual Call Point | Notifier | Fire Alarm Pull Box (Fire Alarm Call Point) | NBG-12 | UL 38 | -
Manual Fire Alarm System | Manual Call Point | Notifier | Fire Alarm Pull Box (Fire Alarm Call Point) | NBG-12L | UL 38 | -
Manual Fire Alarm System | Manual Call Point | Notifier | Fire Alarm Pull Box (Fire Alarm Call Point) | NBG-12LA | UL 38 | -
Manual Fire Alarm System | Manual Call Point | Notifier | Fire Alarm Pull Box (Fire Alarm Call Point) | NBG-12LAO | UL 38 | -
Manual Fire Alarm System | Manual Call Point | Notifier | Fire Alarm Pull Box (Fire Alarm Call Point) | NBG-12LAOB | UL 38 | -
Manual Fire Alarm System | Manual Call Point | Notifier | Fire Alarm Pull Box (Fire Alarm Call Point) | NBG-12LO | UL 38 | -
Manual Fire Alarm System | Manual Call Point | Notifier | Fire Alarm Pull Box (Fire Alarm Call Point) | NBG-12LOB | UL 38 | -
Manual Fire Alarm System | Manual Call Point | Notifier | Fire Alarm Pull Box (Fire Alarm Call Point) | NBG-12LSP | UL 38 | -
Manual Fire Alarm System | Manual Call Point | Notifier | Fire Alarm Pull Box (Fire Alarm Call Point) | NBG-12LWP | UL 38 | -
Manual Fire Alarm System | Manual Call Point | Notifier | Fire Alarm Pull Box (Fire Alarm Call Point) | NBG-12LWP | UL 38 | -
Manual Fire Alarm System | Manual Call Point | Notifier | Fire Alarm Pull Box (Fire Alarm Call Point) | NBG-12LX | UL 38 | -
Manual Fire Alarm System | Manual Call Point | Notifier | Fire Alarm Pull Box (Fire Alarm Call Point) | NBG-12NC | UL 38 | -
Manual Fire Alarm System | Manual Call Point | Notifier | Fire Alarm Pull Box (Fire Alarm Call Point) | NBG-12PS | UL 38 | -
Manual Fire Alarm System | Manual Call Point | Notifier | Fire Alarm Pull Box (Fire Alarm Call Point) | NBG-12S | UL 38 | -
Manual Fire Alarm System | Manual Call Point | Notifier | Fire Alarm Pull Box (Fire Alarm Call Point) | NBG-12SP | UL 38 | -
Manual Fire Alarm System | Manual Call Point | Notifier | Fire Alarm Pull Box (Fire Alarm Call Point) | NBG-12WP | UL 38 | -
Manual Fire Alarm System | Manual Call Point | Notifier | Fire Alarm Pull Box (Fire Alarm Call Point) | NBG-12WP | UL 38 | -
Manual Fire Alarm System | Manual Call Point | Novar GmbH | Manual Call Point | 804950 | DIN EN 54 XI 10/01, VdS 2504 12/96, VdS 2344 02/99 | -
Manual Fire Alarm System | Manual Call Point | Novar GmbH | Manual Call Point | 804951 | DIN EN 54 XI 10/01, VdS 2504 12/96, VdS 2344 02/99 | -
Manual Fire Alarm System | Manual Call Point | Novar GmbH | Manual Call Point | 804954 | DIN EN 54 XI 10/01, VdS 2504 12/96, VdS 2344 02/99 | -
Manual Fire Alarm System | Manual Call Point | Novar GmbH | Manual Call Point | 804955 | DIN EN 54 XI 10/01, VdS 2504 12/96, VdS 2344 02/99 | -
Manual Fire Alarm System | Manual Call Point | Novar GmbH | Manual Call Point | 804956 | DIN EN 54 XI 10/01, VdS 2504 12/96, VdS 2344 02/99 | -
Manual Fire Alarm System | Manual Call Point | Novar GmbH | Manual Call Point | 804970 | DIN EN 54 XI 10/01, VdS 2504 12/96, VdS 2344 02/99 | -
Manual Fire Alarm System | Manual Call Point | Novar GmbH | Manual Call Point | 804971 | DIN EN 54 XI 10/01, VdS 2504 12/96, VdS 2344 02/99 | -
Manual Fire Alarm System | Manual Call Point | Novar GmbH | Manual Call Point | 804973 | DIN EN 54 XI 10/01, VdS 2504 12/96, VdS 2344 02/99 | -
Manual Fire Alarm System | Manual Call Point | Photain Control Plc. | Addressable Manual Call Point | BGUI2000 | BS 5839 II: 1983 | -
Manual Fire Alarm System | Manual Call Point | Pyrotronics, A Div. of Industries Inc. | Noncoded Boxes | MH-501 | UL | -
Manual Fire Alarm System | Manual Call Point | Pyrotronics, A Div. of Industries Inc. | Noncoded Boxes | MH-507 | UL | -
Manual Fire Alarm System | Manual Call Point | Pyrotronics, A Div. of Industries Inc. | Noncoded Boxes | MH-51 | UL | -
Manual Fire Alarm System | Manual Call Point | Pyrotronics, A Div. of Industries Inc. | Noncoded Boxes | MH-511 | UL | -
Manual Fire Alarm System | Manual Call Point | Pyrotronics, A Div. of Industries Inc. | Noncoded Boxes | MH-517 | UL | -
Manual Fire Alarm System | Manual Call Point | Pyrotronics, A Div. of Industries Inc. | Noncoded Boxes | MH-518 | UL | -
Manual Fire Alarm System | Manual Call Point | Pyrotronics, A Div. of Industries Inc. | Noncoded Boxes | MH-57 | UL | -
Manual Fire Alarm System | Manual Call Point | Pyrotronics, A Div. of Industries Inc. | Noncoded Boxes | MHX-1 | UL | -
Manual Fire Alarm System | Manual Call Point | Pyrotronics, A Div. of Industries Inc. | Noncoded Boxes | MHX-100 | UL | -
Manual Fire Alarm System | Manual Call Point | Pyrotronics, A Div. of Industries Inc. | Noncoded Boxes | MS-151 | UL | -
Manual Fire Alarm System | Manual Call Point | Pyrotronics, A Div. of Industries Inc. | Noncoded Boxes | MS-157 | UL | -
Manual Fire Alarm System | Manual Call Point | Pyrotronics, A Div. of Industries Inc. | Noncoded Boxes | MS-5 | UL | -
Manual Fire Alarm System | Manual Call Point | Pyrotronics, A Div. of Industries Inc. | Noncoded Boxes | MS-500 | UL | -
Manual Fire Alarm System | Manual Call Point | Pyrotronics, A Div. of Industries Inc. | Noncoded Boxes | MS-501 | UL | -
Manual Fire Alarm System | Manual Call Point | Pyrotronics, A Div. of Industries Inc. | Noncoded Boxes | MS-502 | UL | -
Manual Fire Alarm System | Manual Call Point | Pyrotronics, A Div. of Industries Inc. | Noncoded Boxes | MS-503 | UL | -
Manual Fire Alarm System | Manual Call Point | Pyrotronics, A Div. of Industries Inc. | Noncoded Boxes | MS-504 | UL | -
Manual Fire Alarm System | Manual Call Point | Pyrotronics, A Div. of Industries Inc. | Noncoded Boxes | MS-505 | UL | -
Manual Fire Alarm System | Manual Call Point | Pyrotronics, A Div. of Industries Inc. | Noncoded Boxes | MS-506 | UL | -
Manual Fire Alarm System | Manual Call Point | Pyrotronics, A Div. of Industries Inc. | Noncoded Boxes | MS-51 | UL | -
Manual Fire Alarm System | Manual Call Point | Pyrotronics, A Div. of Industries Inc. | Noncoded Boxes | MS-511 | UL | -
Manual Fire Alarm System | Manual Call Point | Pyrotronics, A Div. of Industries Inc. | Noncoded Boxes | MS-512 | UL | -
Manual Fire Alarm System | Manual Call Point | Pyrotronics, A Div. of Industries Inc. | Noncoded Boxes | MS-512C | UL | -
Manual Fire Alarm System | Manual Call Point | Pyrotronics, A Div. of Industries Inc. | Noncoded Boxes | MS-513 | UL | -
Manual Fire Alarm System | Manual Call Point | Pyrotronics, A Div. of Industries Inc. | Noncoded Boxes | MS-513C | UL | -
Manual Fire Alarm System | Manual Call Point | Pyrotronics, A Div. of Industries Inc. | Noncoded Boxes | MS-514 | UL | -
Manual Fire Alarm System | Manual Call Point | Pyrotronics, A Div. of Industries Inc. | Noncoded Boxes | MS-514C | UL | -
Manual Fire Alarm System | Manual Call Point | Pyrotronics, A Div. of Industries Inc. | Noncoded Boxes | MS-514CM | UL | -
Manual Fire Alarm System | Manual Call Point | Pyrotronics, A Div. of Industries Inc. | Noncoded Boxes | MS-515 | UL | -
Manual Fire Alarm System | Manual Call Point | Pyrotronics, A Div. of Industries Inc. | Noncoded Boxes | MS-516 | UL | -
Manual Fire Alarm System | Manual Call Point | Pyrotronics, A Div. of Industries Inc. | Noncoded Boxes | MS-517 | UL | -
Manual Fire Alarm System | Manual Call Point | Pyrotronics, A Div. of Industries Inc. | Noncoded Boxes | MS-517C | UL | -
Manual Fire Alarm System | Manual Call Point | Pyrotronics, A Div. of Industries Inc. | Noncoded Boxes | MS-518 | UL | -
Manual Fire Alarm System | Manual Call Point | Pyrotronics, A Div. of Industries Inc. | Noncoded Boxes | MS-52 | UL | -
Manual Fire Alarm System | Manual Call Point | Pyrotronics, A Div. of Industries Inc. | Noncoded Boxes | MS-52C | UL | -
Manual Fire Alarm System | Manual Call Point | Pyrotronics, A Div. of Industries Inc. | Noncoded Boxes | MS-53 | UL | -
Manual Fire Alarm System | Manual Call Point | Pyrotronics, A Div. of Industries Inc. | Noncoded Boxes | MS-54 | UL | -
Manual Fire Alarm System | Manual Call Point | Pyrotronics, A Div. of Industries Inc. | Noncoded Boxes | MS-55 | UL | -
Manual Fire Alarm System | Manual Call Point | Pyrotronics, A Div. of Industries Inc. | Noncoded Boxes | MS-56 | UL | -
Manual Fire Alarm System | Manual Call Point | Pyrotronics, A Div. of Industries Inc. | Noncoded Boxes | MS-57 | UL | -
Manual Fire Alarm System | Manual Call Point | Pyrotronics, A Div. of Industries Inc. | Noncoded Boxes | MS-607 | UL | -
Manual Fire Alarm System | Manual Call Point | Pyrotronics, A Div. of Industries Inc. | Noncoded Boxes | MSI-1 | UL | -
Manual Fire Alarm System | Manual Call Point | Pyrotronics, A Div. of Industries Inc. | Noncoded Boxes | MSI-10 | UL | -
Manual Fire Alarm System | Manual Call Point | Pyrotronics, A Div. of Industries Inc. | Noncoded Boxes | MSI-2 | UL | -
Manual Fire Alarm System | Manual Call Point | Pyrotronics, A Div. of Industries Inc. | Noncoded Boxes | MSI-20 | UL | -
Manual Fire Alarm System | Manual Call Point | Pyrotronics, A Div. of Industries Inc. | Noncoded Boxes | MSX-1 | UL | -
Manual Fire Alarm System | Manual Call Point | Pyrotronics, A Div. of Industries Inc. | Noncoded Boxes | MSX-100 | UL | -
Manual Fire Alarm System | Manual Call Point | Pyrotronics, A Div. of Industries Inc. | Noncoded Boxes | MSX-2 | UL | -
Manual Fire Alarm System | Manual Call Point | Pyrotronics, A Div. of Industries Inc. | Noncoded Boxes | MSX-2D | UL | -
Manual Fire Alarm System | Manual Call Point | Pyrotronics, A Div. of Industries Inc. | MXL Control Box | MXL | UL | -
Manual Fire Alarm System | Manual Call Point | R M Protect Fire Detection (Nelson) Ltd. | Manual Call Point (Breakglass Unit) | BGK000F |  | -
Manual Fire Alarm System | Manual Call Point | Radionics Inc. | Addressable, non-coded manually activated fire alarm pull station | D325A | UL 38 | -
Manual Fire Alarm System | Manual Call Point | Radionics Inc. | Addressable, non-coded manually activated fire alarm pull station | D462 | UL 38 | -
Manual Fire Alarm System | Manual Call Point | Radionics Inc. | Addressable, non-coded manually activated fire alarm pull station | D7045 | UL 38 | -
Manual Fire Alarm System | Manual Call Point | Safety Technology International (Europe) Ltd. | Conventional Manual Call Point | RF-RF-01 | EN 54-11: 2001 | -
Manual Fire Alarm System | Manual Call Point | Safety Technology International Limited | Manual Call Point | WRP2-R-01 | EN 54-11:2001 + A1:2006 + AC1:2006 | -
Manual Fire Alarm System | Manual Call Point | Siemens Buildiing Technologies AG | Manual Call Point | DM1104 | EN 54-11: 2011 | -
Manual Fire Alarm System | Manual Call Point | Siemens Buildiing Technologies AG | Manual Call Point | DM1134 | EN 54-11: 2011 | -
Manual Fire Alarm System | Manual Call Point | Siemens Buildiing Technologies AG | Manual Call Point | DM1154 | EN 54-11: 2011 | -
Manual Fire Alarm System | Manual Call Point | Siemens Building Technologies AG | Manual Call Point | DM 1153-Ex | DIN EN 50130-4 11/96, DIN EN 54-11 (09/98), VdS 2503 12/96 | -
Manual Fire Alarm System | Manual Call Point | Siemens Building Technologies AG | Manual Call Point | DM 1154-Ex | DIN EN 50130-4 11/96, DIN EN 54-11 (09/98), VdS 2503 12/96 | -
Manual Fire Alarm System | Manual Call Point | Siemens Building Technologies AG | Conventional direct operation indoor/outdoor manual call point | DM1101 | EN 54 Pt. 11 2001 | -
Manual Fire Alarm System | Manual Call Point | Siemens Building Technologies AG | Analogue addressable direct operation indoor/outdoor manual call point | DM1131 | EN 54 Pt. 11 2001 | -
Manual Fire Alarm System | Manual Call Point | Siemens Building Technologies AG | Interactive direct operation indoor/outdoor manual call point | DM1151 | EN 54 Pt. 11 2001 | -
Manual Fire Alarm System | Manual Call Point | Siemens Building Technologies AG | Manual Call Point | FDM 221 | DIN EN 54-11, prEN 54-17, VdS 2504 | -
Manual Fire Alarm System | Manual Call Point | Siemens Building Technologies AG | Manual Call Point | FDM 223 | DIN EN 54-11, prEN 54-17, VdS 2504 | -
Manual Fire Alarm System | Manual Call Point | Simplex Time Recorder Co | Manual Call Point | 4099-9032 | AS 1603.5-1996, GB 19880-2005 | -
Manual Fire Alarm System | Manual Call Point | System Sensor Europe | Fire Alarm Manual Call Point | M500KAC | BS 5839 II: 1983 | -
Manual Fire Alarm System | Manual Call Point | System Sensor Europe | Fire Alarm Manual Call Point | SSDH500KAC | BS5839 II: 1983 | -
Manual Fire Alarm System | Manual Call Point | Thorn Security Ltd. | Manual Call Point | CP 920 | BS 5839 II: 1983 Clauses 4-15 | -
Manual Fire Alarm System | Manual Call Point | Thorn Security Ltd. | Manual Call Point | CP 930 | BS 5839 II: 1983 | -
Manual Fire Alarm System | Manual Call Point | Tyco Electronics Product Group | Manual Call Point | CP820 | BS EN 54-11: 2001 | -
Manual Fire Alarm System | Manual Call Point | Tyco Electronics Product Group | Manual Call Point | CP830 | BS EN 54-11: 2001 | -
Manual Fire Alarm System | Manual Call Point | Xi'an System Sensor Electronics Ltd. | Manual Call Point | FSM500K | AS 1603.5-1996+A1 | -
Manual Fire Alarm System | Manual Call Point | Xi'an System Sensor Electronics Ltd. | Manual Call Point | M400KA | AS 1603.5-1996+A1 | -
Manual Fire Alarm System | Manual Call Point | Xi'an System Sensor Electronics Ltd. | Manual Call Point | M400KR | AS 1603.5-1996+A1 | -
Manual Fire Alarm System | Manual Call Point | Ziton Ltd. | Addressable Manual Call Point | ZP785-2 | BS 5839 II: 1983 | -
Manual Fire Alarm System | Manual Call Point | Ziton SA (Pty) Ltd. | Addressable Manual Call Point | Ziton ZP785-2 | BS 5839 II: 1983 | -
Manual Fire Alarm System | Manual Call Point | 日本國能美防災株式會社 | 手動火災報警按鈕 | FMB13Z-W | GB19880-2005 | -
Manual Fire Alarm System | Manual Call Point | 日本國能美防災株式會社 | 手動火災報警按鈕 | FMB13ZZ | GB19880-2005 | -
Manual Fire Alarm System | Manual Call Point | 日本國能美防災株式會社 | 手動火災報警按鈕 | FMM120 | GB19880-2005 | -
Manual Fire Alarm System | Manual Call Point | 日本國能美防災株式會社 | 手動火災報警按鈕 | J-SAP-M-NS02 | GB19880-2005 | -
Manual Fire Alarm System | Manual Call Point | 日本國報知機株式會社 | 手動火災報警按鈕 | PPE-1 | GA5-91 | -
Manual Fire Alarm System | Manual Call Point | 日本國報知機株式會社 | 手動火災報警按鈕 | PRF-1 | GA5-91 | -
Manual Fire Alarm System | Manual Call Point | 北京西門子西伯樂斯電子有限公司 | 手動火災報警按鈕 | J-SJ-P-M/BDS121 | GA5-91 | -
Manual Fire Alarm System | Manual Call Point | 北京西門子西伯樂斯電子有限公司 | 手動火災報警按鈕 | J-SJ-P-M/BDS122 | GA5-91 | -
Manual Fire Alarm System | Manual Call Point | 北京利達華信電子有限公司 | 手動火災報警按鈕 | J-SA P-M-LD2000E(Ex) | GB19880-2005 | -
Manual Fire Alarm System | Manual Call Point | 北京利達華信電子有限公司 | 手動火災報警按鈕 | J-SA P-M-LD2000E-A | GB19880-2005 | -
Manual Fire Alarm System | Manual Call Point | 北京獅島消防電子有限公司 | 手動火災報警按鈕 | J-SAP-M-SD6110 | GA5-91 | -
Manual Fire Alarm System | Manual Call Point | 西安盛賽爾電子有限公司 | 手動火警報警按鈕 | 986201 | GA5-91 | -
Manual Fire Alarm System | Manual Call Point | 西安盛賽爾電子有限公司 | 手動火警報警按鈕 | (ESSER) 986001 | GB 19880-2005 | -
Manual Fire Alarm System | Manual Call Point | 西安盛賽爾電子有限公司 | 手動火警報警按鈕 | GENT 986001 | GA5-91 | -
Manual Fire Alarm System | Manual Call Point | 西安盛賽爾電子有限公司 | 手動火警報警按鈕 | J-SAP-M-M500K | GA5-91 | -
Manual Fire Alarm System | Manual Call Point | 英國Gent 公司 | Manual Call Point | 806120R | GA5-91 | -
Manual Fire Alarm System | Manual Call Point | 海灣安全技術股份有限公司 | 手動火災報警按鈕 | J-SAM-GST9111 | GA5-91 | -
Manual Fire Alarm System | Manual Call Point | 海灣安全技術股份有限公司 | 手動火災報警按鈕 | J-SAP-8401 | GA5-91 | -
Manual Fire Alarm System | Manual Call Point | 深圳市泛海三江電子有限公司 | 手動火災報警按鈕 | J-SJP-M-Z02 | GA19880-2005 | -
Manual Fire Alarm System | Manual Call Point | 深圳市奧瑞那光子技術有限公司 | 手動火災報警按鈕 | JSA-M-OA510 | GA5-91 | -
Manual Fire Alarm System | Manual Call Point | 深圳市奧瑞那光子技術有限公司 | 手動火災報警按鈕 | JSA-M-OA610 | GB19880-2005 | -
Manual Fire Alarm System | Manual Call Point | 深圳市賦安安全系統有限公司 | 手動火災報警按鈕 | J-SA-ZMB | GB19880-2005 | -
Manual Fire Alarm System | Manual Call Point | 廣東平安消防設備有限公司 | 手動火災報警按鈕 | J-SJP-M-1 | GB19880-2005 | -
Manual Fire Alarm System | Manual Call Point | 德國Bosch 公司 | 手動火災報警按鈕 | SM 210 LSN RW | GA5-91 | -
Manual Fire Alarm System | Alarm Bell | Bosch Security System Inc. | Motor Bell | D440 | UL 464 | -
Manual Fire Alarm System | Alarm Bell | Bosch Security System Inc. | Motor Bell | D441 | UL 464 | -
Manual Fire Alarm System | Alarm Bell | Bosch Security System Inc. | Motor Bell | D442 | UL 464 | -
Manual Fire Alarm System | Alarm Bell | Bosch Security System Inc. | Motor Bell | D443 | UL 464 | -
Manual Fire Alarm System | Alarm Bell | Bosch Security System Inc. | Motor Bell | MB-G10-12-R | UL 464 | -
Manual Fire Alarm System | Alarm Bell | Bosch Security System Inc. | Motor Bell | MB-G10-24-R | UL 464 | -
Manual Fire Alarm System | Alarm Bell | Bosch Security System Inc. | Motor Bell | MB-G6-12-R | UL 464 | -
Manual Fire Alarm System | Alarm Bell | Bosch Security System Inc. | Motor Bell | MB-G6-24-R | UL 464 | -
Manual Fire Alarm System | Alarm Bell | Clifford and Snell Ltd. | Audible Alarm for use in hazardous location | YO*/IS/A/T* | EN 50020: 1977+a1 | -
Manual Fire Alarm System | Alarm Bell | Edwards | Fire Alarm Box | 323 |  | -
Manual Fire Alarm System | Alarm Bell | Edwards | Fire Alarm Box | 325 |  | -
Manual Fire Alarm System | Alarm Bell | Edwards | Fire Alarm Box | 326 |  | -
Manual Fire Alarm System | Alarm Bell | Edwards | Fire Alarm Box | 332 |  | -
Manual Fire Alarm System | Alarm Bell | Edwards | Fire Alarm Box | 333 |  | -
Manual Fire Alarm System | Alarm Bell | Edwards | Fire Alarm Box | 860 |  | -
Manual Fire Alarm System | Alarm Bell | Edwards | Fire Alarm Box | 862 |  | -
Manual Fire Alarm System | Alarm Bell | Edwards | Fire Alarm Box | 864 |  | -
Manual Fire Alarm System | Alarm Bell | Edwards | Fire Alarm Box | 866 |  | -
Manual Fire Alarm System | Alarm Bell | Edwards | Fire Alarm Box | 880 |  | -
Manual Fire Alarm System | Alarm Bell | Edwards | Fire Alarm Box | 882 |  | -
Manual Fire Alarm System | Alarm Bell | Edwards | Fire Alarm Box | 884 |  | -
Manual Fire Alarm System | Alarm Bell | Edwards | Fire Alarm Box | 887 |  | -
Manual Fire Alarm System | Alarm Bell | Edwards | Fire Alarm Box | 326D |  | -
Manual Fire Alarm System | Alarm Bell | Edwards | Fire Alarm Box | 332D |  | -
Manual Fire Alarm System | Alarm Bell | Edwards | Fire Alarm Box | 333D |  | -
Manual Fire Alarm System | Alarm Bell | Edwards | Fire Alarm Box | 438D-10N5C |  | -
Manual Fire Alarm System | Alarm Bell | Edwards | Fire Alarm Box | 438D-6N5C |  | -
Manual Fire Alarm System | Alarm Bell | Edwards | Fire Alarm Box | 438D-8N5C |  | -
Manual Fire Alarm System | Alarm Bell | Edwards | Fire Alarm Box | 439D-10AWC |  | -
Manual Fire Alarm System | Alarm Bell | Edwards | Fire Alarm Box | 439D-8AWC |  | -
Manual Fire Alarm System | Alarm Bell | Edwards | Fire Alarm Box | 866D |  | -
Manual Fire Alarm System | Alarm Bell | Edwards | Fire Alarm Box | 880D |  | -
Manual Fire Alarm System | Alarm Bell | Edwards | Fire Alarm Box | 882D |  | -
Manual Fire Alarm System | Alarm Bell | Edwards | Fire Alarm Box | 884D |  | -
Manual Fire Alarm System | Alarm Bell | Edwards | Fire Alarm Box | 887D |  | -
Manual Fire Alarm System | Alarm Bell | General Signals | Motor Alarm Bells |  |  | -
Manual Fire Alarm System | Alarm Bell | Gent Ltd. | Electronic Bell | 2141 | BSI | -
Manual Fire Alarm System | Alarm Bell | Gent Ltd. | Electronic Bell | 2142 | BSI | -
Manual Fire Alarm System | Alarm Bell | Gent Ltd. | Electronic Bell | 2143 | BSI | -
Manual Fire Alarm System | Alarm Bell | Gent Ltd. | Electronic Bell | 2144 | BSI | -
Manual Fire Alarm System | Alarm Bell | Gent Ltd. | Electronic Bell | 2145 | BSI | -
Manual Fire Alarm System | Alarm Bell | Hong Chang Fire Brigade Materials Co Ltd. | Alarm Bells | HC1006 | UL | -
Manual Fire Alarm System | Alarm Bell | Hong Chang Fire Brigade Materials Co Ltd. | Alarm Bells | HC1012 | UL | -
Manual Fire Alarm System | Alarm Bell | Hong Chang Fire Brigade Materials Co Ltd. | Alarm Bells | HC1024 | UL | -
Manual Fire Alarm System | Alarm Bell | Hong Chang Fire Brigade Materials Co Ltd. | Alarm Bells | HC1120 | UL | -
Manual Fire Alarm System | Alarm Bell | Hong Chang Fire Brigade Materials Co Ltd. | Alarm Bells | HC1220 | UL | -
Manual Fire Alarm System | Alarm Bell | Hong Kong Fire Bridge Materials | Vibrating Fire Alarm Bells | SPU-1012 | UL | -
Manual Fire Alarm System | Alarm Bell | Hong Kong Fire Bridge Materials | Vibrating Fire Alarm Bells | SPU-1014 | UL | -
Manual Fire Alarm System | Alarm Bell | Horing Lih Industrial Co Ltd. | Fire Alarm Bell | AH-0218 | EN 54 III: 2001 | -
Manual Fire Alarm System | Alarm Bell | King Bells Signal Co Ltd. | Alarm Bell | KBA-12010 | UL | -
Manual Fire Alarm System | Alarm Bell | King Bells Signal Co Ltd. | Alarm Bell | KBA-12010-4 | UL | -
Manual Fire Alarm System | Alarm Bell | King Bells Signal Co Ltd. | Alarm Bell | KBA-1206 | UL | -
Manual Fire Alarm System | Alarm Bell | King Bells Signal Co Ltd. |  | KBA-1206-4 | UL | -
Manual Fire Alarm System | Alarm Bell | King Bells Signal Co Ltd. | Alarm Bell | KBA-1208 | UL | -
Manual Fire Alarm System | Alarm Bell | King Bells Signal Co Ltd. | Alarm Bell | KMA-1208-4 | UL | -
Manual Fire Alarm System | Alarm Bell | KOBISHI | Motor Alarm Bell | MSB |  | -
Manual Fire Alarm System | Alarm Bell | Kobishi Electric Co Ltd. | Motorized Alarm Bell | MBA-10 | UL 464 | -
Manual Fire Alarm System | Alarm Bell | Kobishi Electric Co Ltd. | Motorized Alarm Bell | MBA-6 | UL 464 | -
Manual Fire Alarm System | Alarm Bell | Kobishi Electric Co Ltd. | Motorized Alarm Bell | MBA-8 | UL 464 | -
Manual Fire Alarm System | Alarm Bell | Kobishi Electric Co Ltd. | Alarm Bell | MBF-10WA | UL 464 | -
Manual Fire Alarm System | Alarm Bell | Kobishi Electric Co Ltd. | Alarm Bell | MBF-10WAL | UL 464 | -
Manual Fire Alarm System | Alarm Bell | Kobishi Electric Co Ltd. | Alarm Bell | MBF-6WA | UL 464 | -
Manual Fire Alarm System | Alarm Bell | Kobishi Electric Co Ltd. | Alarm Bell | MBF-8WA | UL 464 | -
Manual Fire Alarm System | Alarm Bell | Kobishi Electric Co Ltd. Japan | Alarm Bell | EXB-10 | UL | -
Manual Fire Alarm System | Alarm Bell | Kobishi Electric Co Ltd. Japan | Alarm Bell | EXB-6 | UL | -
Manual Fire Alarm System | Alarm Bell | Kobishi Electric Co Ltd. Japan | Alarm Bell | EXB-8 | UL | -
Manual Fire Alarm System | Alarm Bell | Manufacturing Electrical/design Consultants Ltd. | Alarm Bell | D86 | EN 50014: 1977+A1 to A5, EN 50018: 1977+A1 to A3, ERA 3626/429 | -
Manual Fire Alarm System | Alarm Bell | Mirtone | Manual Puu Station | 73201 |  | -
Manual Fire Alarm System | Alarm Bell | Mirtone | Manual Puu Station | 73303 |  | -
Manual Fire Alarm System | Alarm Bell | Mirtone | Alarm Bells | 74303 |  | -
Manual Fire Alarm System | Alarm Bell | Mirtone | Alarm Bell | 74303 |  | -
Manual Fire Alarm System | Alarm Bell | Mirtone | Alarm Bells | 74306 |  | -
Manual Fire Alarm System | Alarm Bell | Mirtone | Alarm Bell | 74306 |  | -
Manual Fire Alarm System | Alarm Bell | Potter Electric Signal Co | Alarm Bell | PBA12010 | UL 464 | -
Manual Fire Alarm System | Alarm Bell | Potter Electric Signal Co | Alarm Bell | PBA1206 | UL 464 | -
Manual Fire Alarm System | Alarm Bell | Potter Electric Signal Co | Alarm Bell | PBA1208 | UL 464 | -
Manual Fire Alarm System | Alarm Bell | Potter Electric Signal Co | Alarm Bell | PBA2410 | UL 464 | -
Manual Fire Alarm System | Alarm Bell | Potter Electric Signal Co | Alarm Bell | PBA246 | UL 464 | -
Manual Fire Alarm System | Alarm Bell | Potter Electric Signal Co | Alarm Bell | PBA248 | UL 464 | -
Manual Fire Alarm System | Alarm Bell | Potter Electric Signal Co | Alarm Bell | PBD1210 | UL 464 | -
Manual Fire Alarm System | Alarm Bell | Potter Electric Signal Co | Alarm Bell | PBD126 | UL 464 | -
Manual Fire Alarm System | Alarm Bell | Potter Electric Signal Co | Alarm Bell | PBD128 | UL 464 | -
Manual Fire Alarm System | Alarm Bell | Potter Electric Signal Co | Alarm Bell | PBD2410 | UL 464 | -
Manual Fire Alarm System | Alarm Bell | Potter Electric Signal Co | Alarm Bell | PBD246 | UL 464 | -
Manual Fire Alarm System | Alarm Bell | Potter Electric Signal Co | Alarm Bell | PBD248 | UL 464 | -
Manual Fire Alarm System | Alarm Bell | Simplex Time Recorder Co | Bell, Vibrating | 2901-9066 | UL | -
Manual Fire Alarm System | Alarm Bell | Simplex Time Recorder Co | Bell, Vibrating | 2901-9067 | UL | -
Manual Fire Alarm System | Alarm Bell | Simplex Time Recorder Co | Bell, Vibrating | 2901-9068 | UL | -
Manual Fire Alarm System | Alarm Bell | Simplex Time Recorder Co | Bell, Vibrating | 2901-9331 | UL | -
Manual Fire Alarm System | Alarm Bell | Simplex Time Recorder Co | Bell, Vibrating | 2901-9332 | UL | -
Manual Fire Alarm System | Alarm Bell | Simplex Time Recorder Co | Bell, Vibrating | 2901-9333 | UL | -
Manual Fire Alarm System | Alarm Bell | Simplex Time Recorder Co | Lamp Assemblies | 4904-9001 | UL | -
Manual Fire Alarm System | Alarm Bell | System Sensor, Div. of Pittway Corp. | Motor Driven Alarm Bell | SSM24-10 | C2'3.2 No. 205.M1983, ULC S525 | -
Manual Fire Alarm System | Alarm Bell | System Sensor, Div. of Pittway Corp. | Motor Driven Alarm Bell | SSM24-6 | C2'3.2 No. 205.M1983, ULC S525 | -
Manual Fire Alarm System | Alarm Bell | System Sensor, Div. of Pittway Corp. | Motor Driven Alarm Bell | SSM24-8 | C2'3.2 No. 205.M1983, ULC S525 | -
Manual Fire Alarm System | Alarm Bell | V&E Friedland Ltd. | Fire Alarm Bells | 56-012 |  | -
Manual Fire Alarm System | Alarm Bell | V&E Friedland Ltd. | Fire Alarm Bells | 56-024 |  | -
Manual Fire Alarm System | Alarm Bell | V&E Friedland Ltd. | Fire Alarm Bells | 56-120 |  | -
Manual Fire Alarm System | Alarm Bell | V&E Friedland Ltd. | Fire Alarm Bells | 56-230 |  | -
Manual Fire Alarm System | Alarm Bell | V&E Friedland Ltd. | Fire Alarm Bells | 56-230R |  | -
Manual Fire Alarm System | Alarm Bell | V&E Friedland Ltd. | Fire Alarm Bells | 59-012 |  | -
Manual Fire Alarm System | Alarm Bell | V&E Friedland Ltd. | Fire Alarm Bells | 59-024 |  | -
Manual Fire Alarm System | Alarm Bell | V&E Friedland Ltd. | Fire Alarm Bells | 59-120 |  | -
Manual Fire Alarm System | Alarm Bell | V&E Friedland Ltd. | Fire Alarm Bells | 59-230 |  | -
Manual Fire Alarm System | Alarm Bell | V&E Friedland Ltd. | Fire Alarm Bells | 59-230R |  | -
Manual Fire Alarm System | Alarm Bell | V&E Friedland Ltd. | Fire Alarm Bells | 66-06SP |  | -
Manual Fire Alarm System | Alarm Bell | V&E Friedland Ltd. | Fire Alarm Bells | 66-06SPR |  | -
Manual Fire Alarm System | Alarm Bell | V&E Friedland Ltd. | Fire Alarm Bells | 66-12SP |  | -
Manual Fire Alarm System | Alarm Bell | V&E Friedland Ltd. | Fire Alarm Bells | 66-12SPR |  | -
Manual Fire Alarm System | Alarm Bell | V&E Friedland Ltd. | Fire Alarm Bells | 66-24SP |  | -
Manual Fire Alarm System | Alarm Bell | V&E Friedland Ltd. | Fire Alarm Bells | 66-24SPR |  | -
Manual Fire Alarm System | Alarm Bell | V&E Friedland Ltd. | Fire Alarm Bells | 69-06SP |  | -
Manual Fire Alarm System | Alarm Bell | V&E Friedland Ltd. | Fire Alarm Bells | 69-06SPR |  | -
Manual Fire Alarm System | Alarm Bell | V&E Friedland Ltd. | Fire Alarm Bells | 69-12SP |  | -
Manual Fire Alarm System | Alarm Bell | V&E Friedland Ltd. | Fire Alarm Bells | 69-12SPR |  | -
Manual Fire Alarm System | Alarm Bell | V&E Friedland Ltd. | Fire Alarm Bells | 69-24SP |  | -
Manual Fire Alarm System | Alarm Bell | V&E Friedland Ltd. | Fire Alarm Bells | 69-24SPR |  | -
Manual Fire Alarm System | Alarm Bell | 上海能美西科姆消防設備有限公司 | 獨立式光電感煙火災探測報警器 | FSK01ZZ-S | GB20517-2006 | -
Manual Fire Alarm System | Alarm Bell | 北京北機機電工業有限責任公司 | 火災聲警報器 | GST-JM | GA 385-2002 | -
Manual Fire Alarm System | Alarm Bell | 北京利達華信電子有限公司 | 獨立式光電感煙火災探測報警器 |  | GB20517-2006 | -
Manual Fire Alarm System | Alarm Bell | 北京垣業世紀科投股份有限公司 | 火災聲報警器 | GST-JL | GA 385-2002 | -
Manual Fire Alarm System | Alarm Bell | 杭州精卓樓宇智能有限公司 | 火災聲報警器 | 12110-37S2 | GA385-2002 | -
Manual Fire Alarm System | Alarm Bell | 深圳市超一實業發展有限公司 | 火災聲警報器 | CBL24-6 | GA 385-2002 | -
Manual Fire Alarm System | Alarm Bell | 深圳市超一實業發展有限公司 | 火災聲警報器 | CBT24-6 | GA 385-2002 | -
Manual Fire Alarm System | Alarm Bell | 深圳市超一實業發展有限公司 | 火災聲警報器 | GBV220-6 | GA 385-2002 | -
Manual Fire Alarm System | Alarm Bell | 深圳市超一實業發展有限公司 | 火災聲警報器 | YAE-01A | GA 385-2002 | -
Manual Fire Alarm System | Alarm Bell | 廣東平安消防設備有限公司 | 火災聲警報器 | JL220-6 | GA385-2002 | -
Manual Fire Alarm System | Alarm Bell | 廣東平安消防設備有限公司 | 火災聲警報器 | JL24-6 | GA385-2002 | -
Manual Fire Alarm System | Alarm Bell |  | 火災聲警報器 | GJ2006 | GA 385-2002 | -
Automatic Fixed Installation using Water |  | A. Giacomini S.P.A. D'Opaglio (Novara) Italy | Pressure Reducing Devices | A201 | UL | -
Automatic Fixed Installation using Water |  | A. Giacomini S.P.A. D'Opaglio (Novara) Italy | Pressure Reducing Devices | A202 | UL | -
Automatic Fixed Installation using Water |  | A. Giacomini S.P.A. D'Opaglio (Novara) Italy | Pressure Reducing Devices | A203 | UL | -
Automatic Fixed Installation using Water |  | A. Giacomini S.P.A. D'Opaglio (Novara) Italy | Pressure Reducing Devices | A204 | UL | -
Automatic Fixed Installation using Water |  | AGF Manufacturing Co | Test and Drain Valve | 1000 | UL | -
Automatic Fixed Installation using Water |  | Amtron Fire Protection Pty Ltd. | Amtron Valve | 101 |  | -
Automatic Fixed Installation using Water |  | Amtron Fire Protection Pty Ltd. | Monitoring Switch | 102 |  | -
Automatic Fixed Installation using Water |  | Angue Fire Armour | 100mm Fullway Alarm Valve | B |  | -
Automatic Fixed Installation using Water |  | Angue Fire Armour | 100,150,200mm Wet Alarm Valve | C |  | -
Automatic Fixed Installation using Water |  | Angue Fire Armour | 100,150mm Dry Pipe Valve (mushroom Pattern) |  |  | -
Automatic Fixed Installation using Water |  | Angue Fire Armour | Accelerator and exhausters for dry pipe valves |  |  | -
Automatic Fixed Installation using Water |  | Angus | Multiple Jet Control Single Outlet 20mm | B |  | -
Automatic Fixed Installation using Water |  | ASCOA Fire System | Double Interlock Valve | F | UL 260 | -
Automatic Fixed Installation using Water |  | ASOCA Sprinkler Corp. | Alarm Valve | 373 | UL 193 | -
Automatic Fixed Installation using Water |  | Aytinatuc Sprinkler Corp. of Amarica | Alarm Check Valve 4", 6", 8" | 353 |  | -
Automatic Fixed Installation using Water |  | Aytinatuc Sprinkler Corp. of Amarica | Alarm Check Valve 4", 6" | 363 |  | -
Automatic Fixed Installation using Water |  | Aytinatuc Sprinkler Corp. of Amarica | Alarm Check Valve 4", 6" | 373 |  | -
Automatic Fixed Installation using Water |  | Aytinatuc Sprinkler Corp. of Amarica | Water Motor Alarm | 168-200 |  | -
Automatic Fixed Installation using Water |  | Bermad Control Valves | Deluge Valve (Y Pattern) | 400E | UL 260 | -
Automatic Fixed Installation using Water |  | Bermad Control Valves | Deluge Valve | 700E | UL 260 | -
Automatic Fixed Installation using Water |  | Burkert Steuer-und Regeltechnik | Solenoid Valves | 211 -a,b,c,d,e,f,g,h,i,j, | FMRC | -
Automatic Fixed Installation using Water |  | Burkert Steuer-und Regeltechnik | Solenoid Valves | 212 -a,b,c,d,e,f,g,h,i,j, | FMRC | -
Automatic Fixed Installation using Water |  | Burkert Steuer-und Regeltechnik | Solenoid Valves | 280 -a,b,c,d,e,f,g,h,i,j, | FMRC | -
Automatic Fixed Installation using Water |  | Burkert Steuer-und Regeltechnik | Solenoid Valves | 281 -a,b,c,d,e,f,g,h,i,j, | FMRC | -
Automatic Fixed Installation using Water |  | Burkert Steuer-und Regeltechnik | Solenoid Valves | 282 -a,b,c,d,e,f,g,h,i,j, | FMRC | -
Automatic Fixed Installation using Water |  | Burkert Steuer-und Regeltechnik | Solenoid Valves | 311 -a,b,c,d,e,f,g,h,i,j, | FMRC | -
Automatic Fixed Installation using Water |  | Burkert Steuer-und Regeltechnik | Solenoid Valves | 312 -a,b,c,d,e,f,g,h,i,j, | FMRC | -
Automatic Fixed Installation using Water |  | Burkert Steuer-und Regeltechnik | Solenoid Valves | 330 -a,b,c,d,e,f,g,h,i,j, | FMRC | -
Automatic Fixed Installation using Water |  | Burkert Steuer-und Regeltechnik | Solenoid Valves | 331 -a,b,c,d,e,f,g,h,i,j, | FMRC | -
Automatic Fixed Installation using Water |  | Burkert Steuer-und Regeltechnik | Solenoid Valves | 340 -a,b,c,d,e,f,g,h,i,j, | FMRC | -
Automatic Fixed Installation using Water |  | Burkert Steuer-und Regeltechnik | Solenoid Valves | 404 -a,b,c,d,e,f,g,h,i,j, | FMRC | -
Automatic Fixed Installation using Water |  | Burkert Steuer-und Regeltechnik | Solenoid Valves | 411 -a,b,c,d,e,f,g,h,i,j, | FMRC | -
Automatic Fixed Installation using Water |  | Burkert Steuer-und Regeltechnik | Solenoid Valves | 413 -a,b,c,d,e,f,g,h,i,j, | FMRC | -
Automatic Fixed Installation using Water |  | Burkert Steuer-und Regeltechnik | Solenoid Valves | 420 -a,b,c,d,e,f,g,h,i,j, | FMRC | -
Automatic Fixed Installation using Water |  | Central | Accelerator | A | FOC | -
Automatic Fixed Installation using Water |  | Central Sprinkler Co | Deluge Valve 4" | A | UL | -
Automatic Fixed Installation using Water |  | Central Sprinkler Co | Deluge Valve 6" | A | UL | -
Automatic Fixed Installation using Water |  | Central Sprinkler Co | Double Interlock valves | A | UL 260 | -
Automatic Fixed Installation using Water |  | Central Sprinkler Co | Automaic Water Control Valve | A | FMRC 1020,1011,1012,DAS 1013 | -
Automatic Fixed Installation using Water |  | Central Sprinkler Co | Delge System | A | FMRC 1020,1011,1012,DAS 1013 | -
Automatic Fixed Installation using Water |  | Central Sprinkler Co | Preaction and Refrigerted Area System | A | FMRC 1020,1011,1012,DAS 1013 | -
Automatic Fixed Installation using Water |  | Chang Der Fire Protection Corp. | Alarm Valve | A | UL 193 | -
Automatic Fixed Installation using Water |  | Cherng Duey Industrial Corp. Ltd. | Flexible Sprinkler Hose with Fittings for Clean Rooms | P-9730 2 ft | Class 1637 | -
Automatic Fixed Installation using Water |  | Cherng Duey Industrial Corp. Ltd. | Flexible Sprinkler Hose with Fittings for Clean Rooms | P-9730 4 ft | Class 1637 | -
Automatic Fixed Installation using Water |  | Cherng Duey Industrial Corp. Ltd. | Flexible Sprinkler Hose with Fittings for Clean Rooms | P-9730 6 ft | Class 1637 | -
Automatic Fixed Installation using Water |  | Cherng Duey Industrial Corp. Ltd. | Flexible Sprinkler Hose with Fittings for Clean Rooms | P-9730 7 ft | Class 1637 | -
Automatic Fixed Installation using Water |  | Cla-Val Co | Deluge Valve | 100G | UL | -
Automatic Fixed Installation using Water |  | Cla-Val Co | Deluge Valve | 2100G | UL | -
Automatic Fixed Installation using Water |  | Dong A Flexible Metal Tubes Co Ltd., Gyung Gi-Do, Korea | Type 2 Bendable hoses | Rapidrop® SP-1A | LPS 1261: I | -
Automatic Fixed Installation using Water |  | Dong A Flexible Metal Tubes Co Ltd., Gyung Gi-Do, Korea | Type 2 Bendable hoses | Rapidrop® SP-1B | LPS 1261: I | -
Automatic Fixed Installation using Water |  | Dong A Flexible Metal Tubes Co Ltd., Gyung Gi-Do, Korea | Type 2 Bendable hoses | Rapidrop® SP-1C | LPS 1261: I | -
Automatic Fixed Installation using Water |  | Dong A Flexible Metal Tubes Co Ltd., Gyung Gi-Do, Korea | Type 2 Bendable hoses | Rapidrop® SP-2A | LPS 1261: I | -
Automatic Fixed Installation using Water |  | Dong A Flexible Metal Tubes Co Ltd., Gyung Gi-Do, Korea | Type 2 Bendable hoses | Rapidrop® SP-2B | LPS 1261: I | -
Automatic Fixed Installation using Water |  | Dong A Flexible Metal Tubes Co Ltd., Gyung Gi-Do, Korea | Type 2 Bendable hoses | Rapidrop® SP-2C | LPS 1261: I | -
Automatic Fixed Installation using Water |  | Dong A Flexible Metal Tubes Co Ltd., Gyung Gi-Do, Korea | Type 2 Bendable hoses | Rapidrop® SP-3A | LPS 1261: I | -
Automatic Fixed Installation using Water |  | Dong A Flexible Metal Tubes Co Ltd., Gyung Gi-Do, Korea | Type 2 Bendable hoses | Rapidrop® SP-3B | LPS 1261: I | -
Automatic Fixed Installation using Water |  | Dong A Flexible Metal Tubes Co Ltd., Gyung Gi-Do, Korea | Type 2 Bendable hoses | Rapidrop® SP-3C | LPS 1261: I | -
Automatic Fixed Installation using Water |  | Dong A Flexible Metal Tubes Co Ltd., Gyung Gi-Do, Korea | Type 2 Bendable hoses | Rapidrop® SP-4A | LPS 1261: I | -
Automatic Fixed Installation using Water |  | Dong A Flexible Metal Tubes Co Ltd., Gyung Gi-Do, Korea | Type 2 Bendable hoses | Rapidrop® SP-4B | LPS 1261: I | -
Automatic Fixed Installation using Water |  | Dong A Flexible Metal Tubes Co Ltd., Gyung Gi-Do, Korea | Type 2 Bendable hoses | Rapidrop® SP-4C | LPS 1261: I | -
Automatic Fixed Installation using Water |  | Dong A Flexible Metal Tubes Co Ltd., Gyung Gi-Do, Korea | Type 2 Bendable hoses | Rapidrop® SP-5A | LPS 1261: I | -
Automatic Fixed Installation using Water |  | Dong A Flexible Metal Tubes Co Ltd., Gyung Gi-Do, Korea | Type 2 Bendable hoses | Rapidrop® SP-5B | LPS 1261: I | -
Automatic Fixed Installation using Water |  | Dong A Flexible Metal Tubes Co Ltd., Gyung Gi-Do, Korea | Type 2 Bendable hoses | Rapidrop® SP-5C | LPS 1261: I | -
Automatic Fixed Installation using Water |  | Dong A Flexible Metal Tubes Co Ltd., Gyung Gi-Do, Korea | Type 2 Bendable hoses | Rapidrop® SP-6A | LPS 1261: I | -
Automatic Fixed Installation using Water |  | Dong A Flexible Metal Tubes Co Ltd., Gyung Gi-Do, Korea | Type 2 Bendable hoses | Rapidrop® SP-6B | LPS 1261: I | -
Automatic Fixed Installation using Water |  | Dong A Flexible Metal Tubes Co Ltd., Gyung Gi-Do, Korea | Type 2 Bendable hoses | Rapidrop® SP-6C | LPS 1261: I | -
Automatic Fixed Installation using Water |  | Dong A Flexible Metal Tubes Co Ltd., Gyung Gi-Do, Korea | Type 2 Bendable hoses | Rapidrop® SPN-1A | LPS 1261: I | -
Automatic Fixed Installation using Water |  | Dong A Flexible Metal Tubes Co Ltd., Gyung Gi-Do, Korea | Type 2 Bendable hoses | Rapidrop® SPN-1B | LPS 1261: I | -
Automatic Fixed Installation using Water |  | Dong A Flexible Metal Tubes Co Ltd., Gyung Gi-Do, Korea | Type 2 Bendable hoses | Rapidrop® SPN-2A | LPS 1261: I | -
Automatic Fixed Installation using Water |  | Dong A Flexible Metal Tubes Co Ltd., Gyung Gi-Do, Korea | Type 2 Bendable hoses | Rapidrop® SPN-2B | LPS 1261: I | -
Automatic Fixed Installation using Water |  | Dong A Flexible Metal Tubes Co Ltd., Gyung Gi-Do, Korea | Type 2 Bendable hoses | Rapidrop® SPN-3A | LPS 1261: I | -
Automatic Fixed Installation using Water |  | Dong A Flexible Metal Tubes Co Ltd., Gyung Gi-Do, Korea | Type 2 Bendable hoses | Rapidrop® SPN-3B | LPS 1261: I | -
Automatic Fixed Installation using Water |  | Dong A Flexible Metal Tubes Co Ltd., Gyung Gi-Do, Korea | Type 2 Bendable hoses | Rapidrop® SPN-4A | LPS 1261: I | -
Automatic Fixed Installation using Water |  | Dong A Flexible Metal Tubes Co Ltd., Gyung Gi-Do, Korea | Type 2 Bendable hoses | Rapidrop® SPN-4B | LPS 1261: I | -
Automatic Fixed Installation using Water |  | Dong A Flexible Metal Tubes Co Ltd., Gyung Gi-Do, Korea | Type 2 Bendable hoses | Rapidrop® SPN-5A | LPS 1261: I | -
Automatic Fixed Installation using Water |  | Dong A Flexible Metal Tubes Co Ltd., Gyung Gi-Do, Korea | Type 2 Bendable hoses | Rapidrop® SPN-5B | LPS 1261: I | -
Automatic Fixed Installation using Water |  | Dong A Flexible Metal Tubes Co Ltd., Gyung Gi-Do, Korea | Type 2 Bendable hoses | Rapidrop® SPN-6A | LPS 1261: I | -
Automatic Fixed Installation using Water |  | Dong A Flexible Metal Tubes Co Ltd., Gyung Gi-Do, Korea | Type 2 Bendable hoses | Rapidrop® SPN-6B | LPS 1261: I | -
Automatic Fixed Installation using Water |  | Dong A Flexible Metal Tubes Co Ltd., Gyung Gi-Do, Korea | Type 2 Bendable hoses | Rapidrop® SPW-1A | LPS 1261: I | -
Automatic Fixed Installation using Water |  | Dong A Flexible Metal Tubes Co Ltd., Gyung Gi-Do, Korea | Type 2 Bendable hoses | Rapidrop® SPW-1B | LPS 1261: I | -
Automatic Fixed Installation using Water |  | Dong A Flexible Metal Tubes Co Ltd., Gyung Gi-Do, Korea | Type 2 Bendable hoses | Rapidrop® SPW-2A | LPS 1261: I | -
Automatic Fixed Installation using Water |  | Dong A Flexible Metal Tubes Co Ltd., Gyung Gi-Do, Korea | Type 2 Bendable hoses | Rapidrop® SPW-2B | LPS 1261: I | -
Automatic Fixed Installation using Water |  | Dong A Flexible Metal Tubes Co Ltd., Gyung Gi-Do, Korea | Type 2 Bendable hoses | Rapidrop® SPW-3A | LPS 1261: I | -
Automatic Fixed Installation using Water |  | Dong A Flexible Metal Tubes Co Ltd., Gyung Gi-Do, Korea | Type 2 Bendable hoses | Rapidrop® SPW-3B | LPS 1261: I | -
Automatic Fixed Installation using Water |  | Dong A Flexible Metal Tubes Co Ltd., Gyung Gi-Do, Korea | Type 2 Bendable hoses | Rapidrop® SPW-4A | LPS 1261: I | -
Automatic Fixed Installation using Water |  | Dong A Flexible Metal Tubes Co Ltd., Gyung Gi-Do, Korea | Type 2 Bendable hoses | Rapidrop® SPW-4B | LPS 1261: I | -
Automatic Fixed Installation using Water |  | Dong A Flexible Metal Tubes Co Ltd., Gyung Gi-Do, Korea | Type 2 Bendable hoses | Rapidrop® SPW-5A | LPS 1261: I | -
Automatic Fixed Installation using Water |  | Dong A Flexible Metal Tubes Co Ltd., Gyung Gi-Do, Korea | Type 2 Bendable hoses | Rapidrop® SPW-5B | LPS 1261: I | -
Automatic Fixed Installation using Water |  | Dong A Flexible Metal Tubes Co Ltd., Gyung Gi-Do, Korea | Type 2 Bendable hoses | Rapidrop® SPW-6A | LPS 1261: I | -
Automatic Fixed Installation using Water |  | Dong A Flexible Metal Tubes Co Ltd., Gyung Gi-Do, Korea | Type 2 Bendable hoses | Rapidrop® SPW-6B | LPS 1261: I | -
Automatic Fixed Installation using Water |  | Figgie Fire Protection System | Swing Check Valve | 18-460 | UL 312 | -
Automatic Fixed Installation using Water |  | Gem | Dry Pipe Valve | F302 | FOC | -
Automatic Fixed Installation using Water |  | Giacomini SPA | Test and Drain Valve | A60 | UL | -
Automatic Fixed Installation using Water |  | Global Safety Products, Inc. | Indicating Butterfly Valve | BV-G | FMRC 1112 | -
Automatic Fixed Installation using Water |  | Global Safety Products, Inc. | Indicating Butterfly Valve | BV-W | FMRC 1112 | -
Automatic Fixed Installation using Water |  | Globe | Blobe Fire Spinkler Corp. - Alarm Valve - H-1 4" |  | UL/FM | -
Automatic Fixed Installation using Water |  | Globe | Blobe Fire Spinkler Corp. - Alarm Valve - H-3 6" |  | UL/FM | -
Automatic Fixed Installation using Water |  | Globe | Blobe Fire Spinkler Corp. - Alarm Valve - H-1 4" |  | UL/FM | -
Automatic Fixed Installation using Water |  | Globe | Blobe Fire Spinkler Corp. - Alarm Valve - H-3 6" |  | UL/FM | -
Automatic Fixed Installation using Water |  | Globe Fire Equipment Co | Water Motor Alarms | WM | UL 753, UL 193 | -
Automatic Fixed Installation using Water |  | Globe Fire Equipment Co | Water Motor Alarms | WM-2 | UL 753, UL 193 | -
Automatic Fixed Installation using Water |  | Globe Fire Sprinkler Corp. | H Wet Alarm Valve 8" |  |  | -
Automatic Fixed Installation using Water |  | Globe Fire Sprinkler Corp. | F-2 Dry Pipe Valve 4" |  |  | -
Automatic Fixed Installation using Water |  | Globe Fire Sprinkler Corp. | F-2 Dry Pipe Valve 6" |  |  | -
Automatic Fixed Installation using Water |  | Globe Fire Sprinkler Corp. | Alarm Check Valve | H-1 | UL 193, ULC C193 | -
Automatic Fixed Installation using Water |  | Globe Fire Sprinkler Corp. | Alarm Check valve 4" DIN flanges | H-1 DN 100 | LPS 1040 I | -
Automatic Fixed Installation using Water |  | Globe Fire Sprinkler Corp. | Alarm Check valve 6" DIN flanges | H-1 DN 150 | LPS 1040 I | -
Automatic Fixed Installation using Water |  | Globe Fire Sprinkler Corp. | Alarm Check Valve | H-3 | UL 193, ULC C193 | -
Automatic Fixed Installation using Water |  | Grinnell Corp. | Alarm Valves (Size: 4", 6") | F 200 | UL 193, UL 753 | -
Automatic Fixed Installation using Water |  | Grinnell Corp. | Alarm Valves (Size: 8") | F 200 | UL 193 | -
Automatic Fixed Installation using Water |  | Grinnell Corp. | Alarm Valves (Size: 4", 6") | F 2001 | UL 193, UL 753 | -
Automatic Fixed Installation using Water |  | Grinnell Corp. | Alarm Valves (Size: 8") | F 2001 | UL 193 | -
Automatic Fixed Installation using Water |  | Grinnell Corp. | Deluge Valve | F445 | UL 260 | -
Automatic Fixed Installation using Water |  | Grinnell Corp. | Double Interlock Valve | F445 | UL 260 | -
Automatic Fixed Installation using Water |  | Grinnell Corp. | Deluge Valve | F470 | UL 260 | -
Automatic Fixed Installation using Water |  | Grinnell Corp. | Double Interlock Valve | F470 | UL 260 | -
Automatic Fixed Installation using Water |  | Grinnell Corportation | Protectospray Nozzle | D3 | FMRC | -
Automatic Fixed Installation using Water |  | Grinnell Corportation | Protectospray Nozzle | D3S | FMRC | -
Automatic Fixed Installation using Water |  | Grinnell Corportation | Double Interlock Valve | Duomatic 4" | UL | -
Automatic Fixed Installation using Water |  | Grinnell Corportation | Double Interlock Valve | Duomatic 6" | UL | -
Automatic Fixed Installation using Water |  | Grinnell Corportation | Mulsifyre Nozzle | F822 | FMRC | -
Automatic Fixed Installation using Water |  | Grinnell Corportation | Mulsifyre Nozzle | F824 | FMRC | -
Automatic Fixed Installation using Water |  | Grinnell Corportation | Mulsifyre Nozzle | F826 | FMRC | -
Automatic Fixed Installation using Water |  | Grinnell Corportation | Mulsifyre Nozzle | F828 | FMRC | -
Automatic Fixed Installation using Water |  | Grinnell Corportation | Mulsifyre Nozzle | F832 | FMRC | -
Automatic Fixed Installation using Water |  | Grinnell Corportation | Mulsifyre Nozzle | F834 | FMRC | -
Automatic Fixed Installation using Water |  | Grinnell Fire Protection System Co Inc. | Retard Chamber | F211 | UL | -
Automatic Fixed Installation using Water |  | Grinnell Fire Protection System Co Inc. | Swing Check Valve (4", 6") | F520 | UL 312 | -
Automatic Fixed Installation using Water |  | Grinnell Fire Protection System Co Inc. | Swing Check Valve (4", 6") | F5201 | UL 312 | -
Automatic Fixed Installation using Water |  | Grinnell Manufacturing (UK) Ltd. | Vortex Inhibitor |  |  | -
Automatic Fixed Installation using Water |  | Grinnell Manufacturing (UL) Ltd. (former Mather and Platt Ltd.) | Butterfly Alternate Alarm Valve | FE2380 | LPCB ISO 9000 | -
Automatic Fixed Installation using Water |  | GW | Accelerator | B | FMRC | -
Automatic Fixed Installation using Water |  | GW | 100mm. 150mm Dry Pipe Valve | D | FMRC | -
Automatic Fixed Installation using Water |  | GW | 100,150,200mm Alarm Check Valve | E | FMRC | -
Automatic Fixed Installation using Water |  | GW Sprinkler A/S | Alarm Check Valve | C1-H | FMRC 1041 | -
Automatic Fixed Installation using Water |  | H.D. Fire Protect Co | Deluge Valve | A | UL 260 | -
Automatic Fixed Installation using Water |  | H.D. Fire Protect Co | Alarm Valve | A | UL 193, UL 753 | -
Automatic Fixed Installation using Water |  | H.D. Fire Protect Co | Water motor gong (Alarm gone) | GA | UL 753 | -
Automatic Fixed Installation using Water |  | H.D. Fire Protect Co | Deluge Valve | H | UL 260 | -
Automatic Fixed Installation using Water |  | Influx Measurement Ltd. | Direct Reading Flowmeter | Fireflange BS 1387 100mm |  | -
Automatic Fixed Installation using Water |  | Influx Measurement Ltd. | Direct Reading Flowmeter | Fireflange BS 1387 150mm |  | -
Automatic Fixed Installation using Water |  | Influx Measurement Ltd. | Direct Reading Flowmeter | Fireflange BS 1387 50mm | LPS 1045 A | -
Automatic Fixed Installation using Water |  | Influx Measurement Ltd. | Direct Reading Flowmeter | Fireflange BS 1387 80mm |  | -
Automatic Fixed Installation using Water |  | Influx Measurement Ltd. | Direct Reading Flowmeter | Fireflange BS 3600 200mm |  | -
Automatic Fixed Installation using Water |  | Influx Measurement Ltd. | Direct Reading Flowmeter | Firegroove BS 1387 100mm |  | -
Automatic Fixed Installation using Water |  | Influx Measurement Ltd. | Direct Reading Flowmeter | Firegroove BS 1387 150mm |  | -
Automatic Fixed Installation using Water |  | Influx Measurement Ltd. | Direct Reading Flowmeter | Firegroove BS 1387 50mm |  | -
Automatic Fixed Installation using Water |  | Influx Measurement Ltd. | Direct Reading Flowmeter | Firegroove BS 1387 80mm |  | -
Automatic Fixed Installation using Water |  | Influx Measurement Ltd. | Direct Reading Flowmeter | Firegroove BS 3600 200mm |  | -
Automatic Fixed Installation using Water |  | Mather and Platt Ltd. | B.W. Alarm Valve, Vertical (Gun Metal) | FE 2188 | FOITRO | -
Automatic Fixed Installation using Water |  | Mather and Platt Ltd. | B.W. Alarm Valve, Vertical (Aluminium Bronze) | FE 2217 | FOC | -
Automatic Fixed Installation using Water |  | Mather and Platt Ltd. | Butterfly Water Deluge Alarm Valve (Gunmetal Body) Vertical Mounting Attitude | FE 2408 | FIRTO | -
Automatic Fixed Installation using Water |  | Mather and Platt Ltd. | B.W. Alarm Valve, Vertical (Aluminium Bronze) | FE 3262 | FOC | -
Automatic Fixed Installation using Water |  | MIL Ltd. | Automatic Water Control Valve | 799-DG-01 | FMRC | -
Automatic Fixed Installation using Water |  | MIL Ltd. | Automatic Water Control Valve | 799-DG04A | FMRC 1011,1012,1013,1020,1021 | -
Automatic Fixed Installation using Water |  | MIL Ltd. | Automatic Water Control Valve | 799-DG04B | FMRC 1011,1012,1013,1020,1021 | -
Automatic Fixed Installation using Water |  | MIL Ltd. | Automatic Water Control Valve | 799-DG04C | FMRC 1011,1012,1013,1020,1021 | -
Automatic Fixed Installation using Water |  | MIL Ltd. | Automatic Water Control Valve | 799-DG04E | FMRC 1011,1012,1013,1020,1021 | -
Automatic Fixed Installation using Water |  | MIL Ltd. | Dry Pipe Valve | 799-DG04F | FMRC 1011,1012,1013,1020,1021 | -
Automatic Fixed Installation using Water |  | MIL Ltd. | Fire Pump Relief Valve | 799-S | UL 1478, NFPA 20 | -
Automatic Fixed Installation using Water |  | Mueller Steam Specialty, Div. of Core Industries | Split-Clapper Check Valve | 71 | UL 312 | -
Automatic Fixed Installation using Water |  | Notifier, Div. of Pittway Corp. | Paddle Type Waterflow Indicators (2", 2 1/2", 3", 3 1/2", 4", 5", 6", 8") | WFD | UL | -
Automatic Fixed Installation using Water |  | Notifier, Div. of Pittway Corp. | Paddle Type Waterflow Indicators (2", 2 1/2", 3", 3 1/2", 4", 5", 6", 8") | WFD | UL | -
Automatic Fixed Installation using Water |  | Notifier, Div. of Pittway Corp. | Paddle Type Waterflow Indicators (2", 2 1/2", 3", 3 1/2", 4", 5", 6", 8") | WFD-10 | UL | -
Automatic Fixed Installation using Water |  | Notifier, Div. of Pittway Corp. | Paddle Type Waterflow Indicators (2", 2 1/2", 3", 3 1/2", 4", 5", 6", 8") | WFD-C | UL | -
Automatic Fixed Installation using Water |  | Notifier, Div. of Pittway Corp. | Paddle Type Waterflow Indicators (2", 2 1/2", 3", 3 1/2", 4", 5", 6", 8") | WFD-H | UL | -
Automatic Fixed Installation using Water |  | Notifier, Div. of Pittway Corp. | Paddle Type Waterflow Indicators (2", 2 1/2", 3", 3 1/2", 4", 5", 6", 8") | WFD-LR | UL | -
Automatic Fixed Installation using Water |  | OCV Control Valves | Globe and Angle Type Pilot-operated Pressure Control Valves | 127-3FC | UL 1739 | -
Automatic Fixed Installation using Water |  | Oil Capital Valve Co | Fire Pump Relief Valve | 108-FC | UL 178 | -
Automatic Fixed Installation using Water |  | Paker Hannifin Corp., Skinner Valve Div. | Electrically Operated Solenoid Valve | 73218 BU4UNLVNOC111 C2 | UL 429 | -
Automatic Fixed Installation using Water |  | Platon | Flow Meter | SGUV Mk. 2200 | FOC | -
Automatic Fixed Installation using Water |  | Potter Electric Signal Co | Gate Valve Supervisory Switch | OSYSU-1 | UL | -
Automatic Fixed Installation using Water |  | Potter Electric Signal Co | Gate Valve Supervisory Switch | OSYSU-2 | UL | -
Automatic Fixed Installation using Water |  | Potter Electric Signal Co | Gate Valve Supervisory Switch | OSYSU-A1 | UL, FMRC | -
Automatic Fixed Installation using Water |  | Potter Electric Signal Co | Gate Valve Supervisory Switch | OSYSU-A2 | UL, FMRC | -
Automatic Fixed Installation using Water |  | Potter Electric Signal Co | Control Valve Switch | PCVS | UL, FMRC | -
Automatic Fixed Installation using Water |  | Potter Electric Signal Co | Gate Valve Supervisory Switch | PCVS-1 | UL | -
Automatic Fixed Installation using Water |  | Potter Electric Signal Co | Gate Valve Supervisory Switch | PCVS-2 | UL | -
Automatic Fixed Installation using Water |  | Potter Electric Signal Co | Pressure supervisory switch | PS-10 | UL, FMRC | -
Automatic Fixed Installation using Water |  | Potter Electric Signal Co | Pressure supervisory switch | PS-100A | UL, FMRC | -
Automatic Fixed Installation using Water |  | Potter Electric Signal Co | Pressure supervisory switch | PS-10A | UL, FMRC | -
Automatic Fixed Installation using Water |  | Potter Electric Signal Co | Pressure Switch | PS10-EX | FMRC 3132, 3820, 3615, 3600; ANSI/NEMA 250, ANSI/NFPA 72 | -
Automatic Fixed Installation using Water |  | Potter Electric Signal Co | Pressure supervisory switch | PS-120 | UL, FMRC | -
Automatic Fixed Installation using Water |  | Potter Electric Signal Co | Pressure supervisory switch | PS-120A | UL, FMRC | -
Automatic Fixed Installation using Water |  | Potter Electric Signal Co | Pressure supervisory switch | PS-40 | UL, FMRC | -
Automatic Fixed Installation using Water |  | Potter Electric Signal Co | Pressure supervisory switch | PS-40A | UL, FMRC | -
Automatic Fixed Installation using Water |  | Potter Electric Signal Co | Pressure Switch | PS40-EX | FMRC 3132, 3820, 3615, 3600; ANSI/NEMA 250, ANSI/NFPA 72 | -
Automatic Fixed Installation using Water |  | Potter Electric Signal Co | Water Flow Alarm Valve | VS-F | UL, FMRC | -
Automatic Fixed Installation using Water |  | Potter Electric Signal Co | Water Flow Alarm Valve | VSR-F | UL, FMRC | -
Automatic Fixed Installation using Water |  | Potter Electric Signal Co | Waterflow alarm indicators (vane type) | VSR-FEX | FM-3600,3615,3820; ANSI/NEMA 250, Class 1042 | -
Automatic Fixed Installation using Water |  | Potter Electric Signal Co | Waterflow Detector | VSR-SF | UL 346 | -
Automatic Fixed Installation using Water |  | Potter Electric Signal Co | Paddle Type Waterflow detector | VSR-Z | UL, FMRC | -
Automatic Fixed Installation using Water |  | Potter Electric Signal Co | Waterflow Detector | VS-SP | UL 346 | -
Automatic Fixed Installation using Water |  | Potter Electric Signal Co | Paddle Type Waterflow detector | VS-Z | UL, FMRC | -
Automatic Fixed Installation using Water |  | Protector Sprinkler Industrial Co Ltd. | Water Control Valve, Deluge | P | UL 260 | -
Automatic Fixed Installation using Water |  | Protector Sprinkler Industrial Co Ltd. | Alarm Valve | P | UL 193 | -
Automatic Fixed Installation using Water |  | Reliable | Tamper Switch Kit | 96556905 |  | -
Automatic Fixed Installation using Water |  | Reliable | Reliable Deluge Valve 50mm, 80mm, 100mm, 150mm | B | FOC | -
Automatic Fixed Installation using Water |  | Reliable | Deluge Valve 4", 6" | B-X | UL | -
Automatic Fixed Installation using Water |  | Reliable | Spray nozzle (80,110,140 degree) | R20 | UL | -
Automatic Fixed Installation using Water |  | Reliable | Spray nozzle (80,110,140 degree) | R30 | UL | -
Automatic Fixed Installation using Water |  | Reliable | Spray nozzle (80,110,140 degree) | R40 | UL | -
Automatic Fixed Installation using Water |  | Reliable | Waterflow Detector | Vane |  | -
Automatic Fixed Installation using Water |  | Reliable | Waterflow Detector | Vane |  | -
Automatic Fixed Installation using Water |  | Reliable | Deluge Valve 2 1/2" | A | UL | -
Automatic Fixed Installation using Water |  | Reliable | Deluge Valve 4", 6" | B | UL | -
Automatic Fixed Installation using Water |  | Seung Jin Ind. Co Ltd. | Flexible Sprinkler Hose Fittings | SJ-SP00-01 - 700 mm hose | UL 1474 | -
Automatic Fixed Installation using Water |  | Seung Jin Ind. Co Ltd. | Flexible Sprinkler Hose Fittings | SJ-SP00-02 - 1000 mm hose | UL 1474 | -
Automatic Fixed Installation using Water |  | Seung Jin Ind. Co Ltd. | Flexible Sprinkler Hose Fittings | SJ-SP00-03 - 1200 mm hose | UL 1474 | -
Automatic Fixed Installation using Water |  | Seung Jin Ind. Co Ltd. | Flexible Sprinkler Hose Fittings | SJ-SP00-04 - 1500 mm hose | UL 1474 | -
Automatic Fixed Installation using Water |  | Seung Jin Ind. Co Ltd. | Flexible Sprinkler Hose Fittings | SJ-SP00-05 - 1800 mm hose | UL 1474 | -
Automatic Fixed Installation using Water |  | Seung Jin Ind. Co Ltd. | Flexible Sprinkler Hose Fittings | SJ-SP00-06 - 2000 mm hose | UL 1474 | -
Automatic Fixed Installation using Water |  | Seung Jin Ind. Co Ltd. | Flexible Sprinkler Hose Fittings | SJ-SP00-07 - 2500 mm hose | UL 1474 | -
Automatic Fixed Installation using Water |  | Seung Jin Ind. Co Ltd. | Flexible Sprinkler Hose Fittings | SJ-SP00-08 - 2800 mm hose | UL 1474 | -
Automatic Fixed Installation using Water |  | Singer Valve (1985) Inc. | Pressure Reducing Pilot Valve | 160 | ULC C78 | -
Automatic Fixed Installation using Water |  | Singer Valve (1985) Inc. | Pressure Reducing Valve - Globe Style | 106PG | ULC C78 | -
Automatic Fixed Installation using Water |  | Singer Valve (1985) Inc. | Pressure Relief Control Valves | 81RP | ULC C78 | -
Automatic Fixed Installation using Water |  | Singer Valve (1985) Inc. | Needle Valve | 852-B | ULC C78 | -
Automatic Fixed Installation using Water |  | Singer Valve (1985) Inc. | Pressure Reducing Valve - Angle Style | A106PG | ULC C78 | -
Automatic Fixed Installation using Water |  | Singer Valve (1985) Inc. | Strainers | J0097 | ULC C78 | -
Automatic Fixed Installation using Water |  | Singer Valve (1985) Inc. | Strainers | J0098 | ULC C78 | -
Automatic Fixed Installation using Water |  | Spraysafe | Delspray Medium Velocity Sprayers | A | FOC | -
Automatic Fixed Installation using Water |  | Spraysafe | Accelerator | A | FOC | -
Automatic Fixed Installation using Water |  | Spraysafe | Delspray Medium Velocity Sprayers | B | FOC | -
Automatic Fixed Installation using Water |  | Spraysafe | Delspray Medium Velocity Sprayers | C | FOC | -
Automatic Fixed Installation using Water |  | Spraysafe | Dry Pipe Valve (50,63,75mm) | D | FOC | -
Automatic Fixed Installation using Water |  | Spraysafe | Delspray Medium Velocity Sprayers | D | FOC | -
Automatic Fixed Installation using Water |  | Spraysafe | Delspray Medium Velocity Sprayers | E | FOC | -
Automatic Fixed Installation using Water |  | Spraysafe | Alarm Valve (100,150,200mm) | F | FOC | -
Automatic Fixed Installation using Water |  | Spraysafe | Dry Pipe Valve (100, 150mm) | H | FOC | -
Automatic Fixed Installation using Water |  | Spraysafe | Coloured finish for Model B Sprinklers |  | FOC | -
Automatic Fixed Installation using Water |  | Star Sprinkler Corp. | Automatic Water Control Valves 3" | A | FMRC 1020, 1011, 1012, 1013 | -
Automatic Fixed Installation using Water |  | Star Sprinkler Corp. | Automatic Water Control Valves 6" | A | FMRC 1020, 1011, 1012, 1013 | -
Automatic Fixed Installation using Water |  | Star Sprinkler Corp. | Deluge Valve | D |  | -
Automatic Fixed Installation using Water |  | Star Sprinkler Corp. | Triple Action Release | E |  | -
Automatic Fixed Installation using Water |  | Star Sprinkler Corp. | Alarm Valve | F | UL 193 | -
Automatic Fixed Installation using Water |  | Star Sprinkler Corp. | Automatic Water Control Valves 3" | G | FMRC 1020, 1011, 1012, 1013 | -
Automatic Fixed Installation using Water |  | Star Sprinkler Corp. | Automatic Water Control Valves 6" | G | FMRC 1020, 1011, 1012, 1013 | -
Automatic Fixed Installation using Water |  | Star Sprinkler Corp. | Star Fire Protection Equipment |  | UL | -
Automatic Fixed Installation using Water |  | Star Sprinkler Corp. | Model G Hidromatic and Model A Automatic Water Control Valves 4" |  | FMRC 1020, 1011, 1012, 1013 | -
Automatic Fixed Installation using Water |  | The Reliable Automatic Sprinkler Co Inc. | Dry Pipe Valve | A |  | -
Automatic Fixed Installation using Water |  | The Reliable Automatic Sprinkler Co Inc. | Double Interlock Valve 2 1/2" | A | UL 260 | -
Automatic Fixed Installation using Water |  | The Reliable Automatic Sprinkler Co Inc. | Special System Water Control Valve - Assembled Unit 2 1/2" | A PrePak System | UL 260 | -
Automatic Fixed Installation using Water |  | The Reliable Automatic Sprinkler Co Inc. | Double Interlock Valve 4" | B | UL 260 | -
Automatic Fixed Installation using Water |  | The Reliable Automatic Sprinkler Co Inc. | Double Interlock Valve 6" | BX | UL 260 | -
Automatic Fixed Installation using Water |  | The Reliable Automatic Sprinkler Co Inc. | Dry Pipe Valve | D |  | -
Automatic Fixed Installation using Water |  | The Reliable Automatic Sprinkler Co Inc. | Wet Pilot Deluge Valve | DDX | FM Class 1011, 1012, 1013, 1020, 1021 | -
Automatic Fixed Installation using Water |  | The Reliable Automatic Sprinkler Co Inc. | Dry Pilot Deluge Valve | DDX | FM Class 1011, 1012, 1013, 1020, 1021 | -
Automatic Fixed Installation using Water |  | The Reliable Automatic Sprinkler Co Inc. | Electric Actuation Deluge Valve | DDX | FM Class 1011, 1012, 1013, 1020, 1021 | -
Automatic Fixed Installation using Water |  | The Reliable Automatic Sprinkler Co Inc. | Alarm Valve 3" | E | UL 193-1973 | -
Automatic Fixed Installation using Water |  | The Reliable Automatic Sprinkler Co Inc. | Alarm Valve (4", 6") | E-3 | UL 193 | -
Automatic Fixed Installation using Water |  | The Reliable Automatic Sprinkler Co Inc. | Alarm Check Valve | E-3 | Class 1041 | -
Automatic Fixed Installation using Water |  | The Reliable Automatic Sprinkler Co Inc. | Special System Water Control Valve - Assembled Unit 1 1/2" | H PrePak System | UL 260 | -
Automatic Fixed Installation using Water |  | The Viking Corp. | Solenoid Valve | 11591 |  | -
Automatic Fixed Installation using Water |  | The Viking Corp. | Solenoid Valve | 11595 |  | -
Automatic Fixed Installation using Water |  | The Viking Corp. | Solenoid Valve | 11601 |  | -
Automatic Fixed Installation using Water |  | The Viking Corp. | Pilot Operated Pressure Control Valve 2",4",6" | A1 | UL 1739 | -
Automatic Fixed Installation using Water |  | The Viking Corp. | Pilot Operated Pressure Control Valve 2",4",6" | A2 | UL 1739 | -
Automatic Fixed Installation using Water |  | The Viking Corp. | Hose Stream Nozzle 1 1/2" | A-60 | UL 1626 | -
Automatic Fixed Installation using Water |  | The Viking Corp. | Deluge Valve 2",3",4",6" | E1 | UL 260 | -
Automatic Fixed Installation using Water |  | The Viking Corp. | Deluge Valve 2",3",4",6" | E2 | UL 260, UL 262 | -
Automatic Fixed Installation using Water |  | The Viking Corp. | Deluge Valve 1 1/2" | E2 | UL 260, UL 262 | -
Automatic Fixed Installation using Water |  | The Viking Corp. | Deluge Valve 1 1/2" | E4 | UL 260, UL 262 | -
Automatic Fixed Installation using Water |  | The Viking Corp. | Water Control Valves - Deluge Valve 3" | F1 | FM Class 1011, 1012, 1013, 1016, 1020 | -
Automatic Fixed Installation using Water |  | The Viking Corp. | Dry Pipe Valve 3" | F1 | FMRC 1021 | -
Automatic Fixed Installation using Water |  | The Viking Corp. | Check Valve 3",4",6",8" | F1 | UL 312 | -
Automatic Fixed Installation using Water |  | The Viking Corp. | Water Control Valves - Deluge Valve 8" | F1 | UL 260 | -
Automatic Fixed Installation using Water |  | The Viking Corp. | Deluge Valve 4" | F1 | UL 260 | -
Automatic Fixed Installation using Water |  | The Viking Corp. | Water Control Valves - Deluge Valve 3" | F2 | FM Class 1011, 1012, 1013, 1016, 1020 | -
Automatic Fixed Installation using Water |  | The Viking Corp. | Water Control Valves - Deluge Valve 8" | F2 | UL 260 | -
Automatic Fixed Installation using Water |  | The Viking Corp. | Deluge Valve 6" | F2 | UL 260 | -
Automatic Fixed Installation using Water |  | The Viking Corp. | Flow Cycling Assemblies (connect to and use in wet, deluge or preaction deluge sprinkler and water spray system) | Firecycle II | UL 260, UL 864, UL 521 | -
Automatic Fixed Installation using Water |  | The Viking Corp. | Check Valve | G1 | UL 312 | -
Automatic Fixed Installation using Water |  | The Viking Corp. | Pneumatic Actuator | H1 | ULC C260 | -
Automatic Fixed Installation using Water |  | The Viking Corp. | Deluge Valve 2",3",4",6" | H1 | UL 260 | -
Automatic Fixed Installation using Water |  | The Viking Corp. | Deluge Valve 2",3",4",6" | H2 | UL 260, UL 262 | -
Automatic Fixed Installation using Water |  | The Viking Corp. | Water Control Valves - Flow Control Valve 3" | J1 | FM Class 1011, 1012, 1013, 1016, 1020 | -
Automatic Fixed Installation using Water |  | The Viking Corp. | Alarm Valve 3",4",6",8" | J1 | UL 193 | -
Automatic Fixed Installation using Water |  | The Viking Corp. | Water Control Valves - Flow Control Valve 8" | J1 | UL 260 | -
Automatic Fixed Installation using Water |  | The Viking Corp. | Flow Control Valve 4" | J1 | UL 260 | -
Automatic Fixed Installation using Water |  | The Viking Corp. | Water Control Valves - Flow Control Valve 3" | J2 | FM Class 1011, 1012, 1013, 1016, 1020 | -
Automatic Fixed Installation using Water |  | The Viking Corp. | Water Control Valves - Flow Control Valve 8" | J2 | UL 260 | -
Automatic Fixed Installation using Water |  | The Viking Corp. | Flow Control Valve 6" | J2 | UL 260 | -
Automatic Fixed Installation using Water |  | The Viking Corp. | Fixed Spray Type Nozzle | M | UL | -
Automatic Fixed Installation using Water |  | The Viking Corp. | Special System Water Control Valve 2",3",4",6" | TotalpPac | UL 260, UL 864, UL 521 | -
Automatic Fixed Installation using Water |  | Total Walther | Alarm Valve (100, 150, 200mm) | DN | FOC | -
Automatic Fixed Installation using Water |  | Tyco Fire Products | Deluge Valve (Vertical 4") | DV-1 | UL 260 | -
Automatic Fixed Installation using Water |  | Tyco Fire Products | Deluge Valve (Vertical 6") | DV-1 | UL 260 | -
Automatic Fixed Installation using Water |  | Tyco Fire Products | Deluge Valve | DV-5 | UL 260 | -
Automatic Fixed Installation using Water |  | Tyco Fire Products | Automatic Water Control Valve 8" NPS | DV-5 | FM Class 1011,1012,1013,1020 | -
Automatic Fixed Installation using Water |  | Tyco Fire Products | Automatic Water Control Valve 1.5,2,3" NPS | DV-5 | FM Class 1011,1012,1013,1020 | -
Automatic Fixed Installation using Water |  | Tyco Fire Products | Automatic Water Control Valve 4,6" NPS | DV-5 | FM Class 1011,1012,1013,1020 | -
Automatic Fixed Installation using Water |  | United Electric Controls Co | Pressure Actuated Waterflow Alarm Switch | 07756 | FMRC | -
Automatic Fixed Installation using Water |  | United Electric Controls Co | Pressure Actuated Waterflow Alarm Switch | 07757 | FMRC | -
Automatic Fixed Installation using Water |  | Victaulic Co of America | Split Clapper Grooved End Check Valve | 714 | UL | -
Automatic Fixed Installation using Water |  | Victaulic Co of America | Swing Type Check Valve | 717 | UL | -
Automatic Fixed Installation using Water |  | Victaulic Co of America | Waterflow Indicator | 736 | UL | -
Automatic Fixed Installation using Water |  | Victaulic Co of America | Outlet Type Pipe fitting (hooker) | 922 | UL | -
Automatic Fixed Installation using Water |  | Victaulic Co of America | Fire Pump Style Test Meter | 735-100 | UL | -
Automatic Fixed Installation using Water |  | Victaulic Co of America | Fire Pump Style Test Meter | 735-1000 | UL | -
Automatic Fixed Installation using Water |  | Victaulic Co of America | Fire Pump Style Test Meter | 735-1250 | UL | -
Automatic Fixed Installation using Water |  | Victaulic Co of America | Fire Pump Style Test Meter | 735-150 | UL | -
Automatic Fixed Installation using Water |  | Victaulic Co of America | Fire Pump Style Test Meter | 735-1500 | UL | -
Automatic Fixed Installation using Water |  | Victaulic Co of America | Fire Pump Style Test Meter | 735-200 | UL | -
Automatic Fixed Installation using Water |  | Victaulic Co of America | Fire Pump Style Test Meter | 735-2000 | UL | -
Automatic Fixed Installation using Water |  | Victaulic Co of America | Fire Pump Style Test Meter | 735-250 | UL | -
Automatic Fixed Installation using Water |  | Victaulic Co of America | Fire Pump Style Test Meter | 735-2500 | UL | -
Automatic Fixed Installation using Water |  | Victaulic Co of America | Fire Pump Style Test Meter | 735-300 | UL | -
Automatic Fixed Installation using Water |  | Victaulic Co of America | Fire Pump Style Test Meter | 735-3000 | UL | -
Automatic Fixed Installation using Water |  | Victaulic Co of America | Fire Pump Style Test Meter | 735-3500 | UL | -
Automatic Fixed Installation using Water |  | Victaulic Co of America | Fire Pump Style Test Meter | 735-4000 | UL | -
Automatic Fixed Installation using Water |  | Victaulic Co of America | Fire Pump Style Test Meter | 735-450 | UL | -
Automatic Fixed Installation using Water |  | Victaulic Co of America | Fire Pump Style Test Meter | 735-4500 | UL | -
Automatic Fixed Installation using Water |  | Victaulic Co of America | Fire Pump Style Test Meter | 735-500 | UL | -
Automatic Fixed Installation using Water |  | Victaulic Co of America | Fire Pump Style Test Meter | 735-5000 | UL | -
Automatic Fixed Installation using Water |  | Victaulic Co of America | Fire Pump Style Test Meter | 735-750 | UL | -
Automatic Fixed Installation using Water |  | Victaulic Co of America | Water Supply Valve Position Signals (Supervisory Switch) | 737-O | UL | -
Automatic Fixed Installation using Water |  | Victaulic Co of America | Water Supply Valve Position Signals (Supervisory Switch) | 737-P | UL | -
Automatic Fixed Installation using Water |  | Victaulic Fire Safety Co | Alarm Valve 1.5,2,2.5,3,4,6" | 751 | UL 193, FMRC 1041 | -
Automatic Fixed Installation using Water |  | Victaulic Fire Safety Co | Dry Pipe Valves 1.5,2,2.5,3,4,6" | 756 | UL 260, FMRC 1021 | -
Automatic Fixed Installation using Water |  | Victaulic Fire Safety Co | Deluge Valves 1.5,2,2.5,3,4,6" | 758 | UL 260 | -
Automatic Fixed Installation using Water |  | Victaulic Fire Safety Co | Alarm Valve | 759 | UL 193, ULC C193-1975 | -
Automatic Fixed Installation using Water |  | Viking Corp. | Deluge Valve | E-1 |  | -
Automatic Fixed Installation using Water |  | Viking Corp. | Flow Control Valve | H-1 |  | -
Automatic Fixed Installation using Water |  | Viking Corp. | Alarm Valve | H-2 | UL | -
Automatic Fixed Installation using Water |  | Watts Automatic Control Valves | Angle Type Pressure Control Valve | 1115F | UL 1739, UL 1468 | -
Automatic Fixed Installation using Water |  | Watts Automatic Control Valves | Globe Type Pressure Control Valve | 115F | UL 1739, UL 1468 | -
Automatic Fixed Installation using Water |  | Wei Ho Fire Equipment Co Ltd. | Alarm Valve | BSAV | UL 193 | -
Automatic Fixed Installation using Water |  | Wei Ho Fire Equipment Co Ltd. | Deluge Valve | BSDV | UL 260 | -
Automatic Fixed Installation using Water |  | Wormald | Deluge Valves | 100mm |  | -
Automatic Fixed Installation using Water |  | Wormald | Deluge Valves | 150mm |  | -
Automatic Fixed Installation using Water |  | Wormald | Deluge Valves | 50mm | FOC | -
Automatic Fixed Installation using Water |  |  | Multiple Jet Control Double Outlet 40mm | B |  | -
Automatic Fixed Installation using Water |  |  | Multiple Jet Control Double Outlet 50mm | B |  | -
Automatic Fixed Installation using Water |  |  | Dry Pipe Valve | D-3" | UL, FM | -
Automatic Fixed Installation using Water |  |  | Dry Pipe Valve | D-4" | UL, FM | -
Automatic Fixed Installation using Water |  |  | Dry Pipe Valve | D-6" | UL, FM | -
Automatic Fixed Installation using Water |  |  | Dry Pipe Valve | D-8" | UL, FM | -
Automatic Fixed Installation using Water |  |  | Dry Pipe Valve (Gem) | F302 150mm | FOC | -
Automatic Fixed Installation using Water |  |  | Paddle type waterflow detector | FS4-3DF | UL | -
Automatic Fixed Installation using Water |  |  | Paddle type waterflow detector | FS4-3F | UL | -
Automatic Fixed Installation using Water |  |  | Alarm Valve | G-3" | UL, FM | -
Automatic Fixed Installation using Water |  |  | Alarm Valve | G-4" | UL, FM | -
Automatic Fixed Installation using Water |  |  | Alarm Valve | G-6" | UL, FM | -
Automatic Fixed Installation using Water |  |  | Alarm Valve | G-8" | UL, FM | -
Automatic Fixed Installation using Water |  |  | Flow Meter (Platon) - | SGUV Mk. 2200 | FOC | -
Automatic Fixed Installation using Water | Deluge System | Viking Corp. | Preaction Deluge Control Panel | PAR-3 | UL | -
Automatic Fixed Installation using Water | Deluge System | B.W. | Deluge Valve vertical (gunmetal) 150mm | FE 2326 | FOC | -
Automatic Fixed Installation using Water | Deluge System | B.W. | Deluge Valve vertical (gunmetal) 100mm | FE 2333 | FOC | -
Automatic Fixed Installation using Water | Deluge System | B.W. | Deluge Valve horizontal (gunmetal) 150mm | FE 2353 | FOC | -
Automatic Fixed Installation using Water | Deluge System | B.W. | Deluge Valve horizontal (gunmetal) 100mm | FE 2366 | FOC | -
Automatic Fixed Installation using Water | Deluge System | B.W. | Deluge Valve vertical (bronze) 200mm | FE 2370 | FOC | -
Automatic Fixed Installation using Water | Deluge System | B.W. | Deluge Valve vertical (stainless steel) 100mm | FE 2641 | FOC | -
Automatic Fixed Installation using Water | Deluge System | B.W. | Deluge Valve vertical (stainless steel) 150mm | FE 2644 | FOC | -
Automatic Fixed Installation using Water | Deluge System | B.W. | Deluge Valve horizontal (stainless steel) 100mm | FE 2647 | FOC | -
Automatic Fixed Installation using Water | Deluge System | B.W. | Deluge Valve horizontal (stainless steel) 150mm | FE 2650 | FOC | -
Automatic Fixed Installation using Water | Deluge System | B.W. | Deluge Valve horizontal (bronze) 200mm | FE 2687 | FOC | -
Automatic Fixed Installation using Water | Deluge System | Dorot Valve Mfrs | Special System Water Control Valves, Deluge Type | 68 | UL 260 | -
Automatic Fixed Installation using Water | Deluge System | Dorot Valve Mfrs | Special System Water Control Valves, Deluge Type | 30U | UL 260 | -
Automatic Fixed Installation using Water | Deluge System | Grinnell Corp. | Deluge Valve (2 1/2") | F446 | UL 260 | -
Automatic Fixed Installation using Water | Deluge System | Grinnell Corp. | Deluge Valve (2 1/2") | F52 | UL 312 | -
Automatic Fixed Installation using Water | Deluge System | Grinnell Fire Protection System Co Inc. | Multimatic Vertical & Horizontial Deluge Valves 6" | A-4 | UL | -
Automatic Fixed Installation using Water | Deluge System | Grinnell Fire Protection System Co Inc. | Multimatic Vertical & Horizontial Deluge Valves 4" | A-4 | UL | -
Automatic Fixed Installation using Water | Deluge System | GW | Auto Water Control Valve | B | FMRC | -
Automatic Fixed Installation using Water | Deluge System | Star | Deluge Valves | G |  | -
Automatic Fixed Installation using Water | Deluge System | Star Sprinkler Corp. | Deluge Valve. Hidromatic | G |  | -
Automatic Fixed Installation using Water | Deluge System | The Reliable Automatic Sprinkler Co Inc. | Preaction Sprinkler System, Deluge Valve | DDX | FM Class 1011, 1012, 1013, 1020, 1021 | -
Automatic Fixed Installation using Water | Deluge System | The Reliable Automatic Sprinkler Co Inc. | Refrigerated Area Sprinkler System, Deluge Valve | DDX | FM Class 1011, 1012, 1013, 1020, 1021 | -
Automatic Fixed Installation using Water | Deluge System | The Reliable Automatic Sprinkler Co Inc. | Deluge 1 1/2" | H | UL 260 | -
Automatic Fixed Installation using Water | Deluge System | Wormald | Deluge Valve | FE 2326 | FOC | -
Automatic Fixed Installation using Water | Deluge System | Wormald | Deluge Valve | FE 2327 | FOC | -
Automatic Fixed Installation using Water | Deluge System |  | Reliable Deluge Valves | A | FOC, UL | -
Automatic Fixed Installation using Water | Deluge System |  | Reliable Deluge Valves | B | FOC, UL | -
Automatic Fixed Installation using Water | Deluge System |  | Deluge Valves (Wormald) - B.W. Deluge Valve vertical (gunmetal) | FE 2326 150mm | FOC | -
Automatic Fixed Installation using Water | Deluge System |  | Deluge Valves (Wormald) - B.W. Deluge Valve vertical (Bronze) | FE 2370 200mm | FOC | -
Automatic Fixed Installation using Water | Drencher System | Angus Fire Armour Ltd. | Brass Open Window Drencher | 13 mm | FOC | -
Automatic Fixed Installation using Water | Drencher System | Angus Fire Armour Ltd. | Naval Brass Open Window Drencher | 13 mm | FOC | -
Automatic Fixed Installation using Water | Drencher System | Angus Fire Armour Ltd. | Stainless Steel Open Windo Drencher | 13 mm | FOC | -
Automatic Fixed Installation using Water | Drencher System | Angus Fire Armour Ltd. | Brass Open Window Drencher | 15.8 mm | FOC | -
Automatic Fixed Installation using Water | Drencher System | Angus Fire Armour Ltd. | Naval Brass Open Window Drencher | 15.8 mm | FOC | -
Automatic Fixed Installation using Water | Drencher System | Angus Fire Armour Ltd. | Stainless Steel Open Windo Drencher | 15.8 mm | FOC | -
Automatic Fixed Installation using Water | Drencher System |  | Angus Windows and/or Wall Drenchers | 1/4" | FOC | -
Automatic Fixed Installation using Water | Drencher System |  | Angus Windows and/or Wall Drenchers | 3/8" | FOC | -
Automatic Fixed Installation using Water | Water Spray System | Grinnell Corportation | Water Spray Nozzle (non-automatic pattern): 1/4" | F800 | UL, FM | -
Automatic Fixed Installation using Water | Water Spray System | Grinnell Corportation | Water Spray Nozzle (non-automatic pattern): 5/16" | F800 | UL, FM | -
Automatic Fixed Installation using Water | Water Spray System | Grinnell Corportation | Water Spray Nozzle (non-automatic pattern): 3/8" | F800 | UL, FM | -
Automatic Fixed Installation using Water | Water Spray System | H.D. Fire Protect Co | Water Spray Nozzle (Medium velocity) | A | UL 199, UL 2351 | -
Automatic Fixed Installation using Water | Water Spray System | H.D. Fire Protect Co | Water Soray Nozzle (High velocity) | HV-A | UL 199, UL 2351 | -
Automatic Fixed Installation using Water | Water Spray System | H.D. Fire Protect Co | Water Soray Nozzle (High velocity) | HV-AS | UL 199, UL 2351 | -
Automatic Fixed Installation using Water | Water Spray System | Siemens Building Technologies AG, Fire Safety | High Pressure Fire Extinguishing System (Water Spray System) | CerSpray | VdS 2562 | -
Automatic Fixed Installation using Water | Water Spray System | Star Sprinkler Corp. | Spray Nozzle | A1A-S8 | FMRC 2000 | -
Automatic Fixed Installation using Water | Water Spray System | Star Sprinkler Corp. | Spray Nozzle | A1A-W8 | FMRC 2000 | -
Automatic Fixed Installation using Water | Water Spray System | Star Sprinkler Corp. | Spray Nozzle | A1-S6 | FMRC 2000 | -
Automatic Fixed Installation using Water | Water Spray System | Star Sprinkler Corp. | Spray Nozzle | A1-S7 | FMRC 2000 | -
Automatic Fixed Installation using Water | Water Spray System | Star Sprinkler Corp. | Spray Nozzle | A1-W6 | FMRC 2000 | -
Automatic Fixed Installation using Water | Water Spray System | Star Sprinkler Corp. | Spray Nozzle | A1-W7 | FMRC 2000 | -
Automatic Fixed Installation using Water | Water Spray System | Star Sprinkler Corp. | Spray Nozzle | A2-S5 | FMRC 2000 | -
Automatic Fixed Installation using Water | Water Spray System | Star Sprinkler Corp. | Spray Nozzle | A2-W5 | FMRC 2000 | -
Automatic Fixed Installation using Water | Water Spray System | Star Sprinkler Corp. | Spray Nozzle | A3-S4 | FMRC 2000 | -
Automatic Fixed Installation using Water | Water Spray System | Star Sprinkler Corp. | Spray Nozzle | A3-W4 | FMRC 2000 | -
Automatic Fixed Installation using Water | Water Spray System | Star Sprinkler Corp. | Spray Nozzle, Automatic/Non Automatic Sprinkler | E | UL | -
Automatic Fixed Installation using Water | Water Spray System | The Reliable Automatic Sprinkler Co Inc. | Spray Nozzle | A-R20 | UL 199, UL 2351 | -
Automatic Fixed Installation using Water | Water Spray System | The Reliable Automatic Sprinkler Co Inc. | Spray Nozzle | A-R30 | UL 199, UL 2351 | -
Automatic Fixed Installation using Water | Water Spray System | The Reliable Automatic Sprinkler Co Inc. | Spray Nozzle | A-R60 | UL 199, UL 2351 | -
Automatic Fixed Installation using Water | Water Spray System | The Reliable Automatic Sprinkler Co Inc. | High Valocity Spray Nozzle | HV-A x 100∘ | UL 199, UL 2351 | -
Automatic Fixed Installation using Water | Water Spray System | The Reliable Automatic Sprinkler Co Inc. | High Valocity Spray Nozzle | HV-A x 75∘ | UL 199, UL 2351 | -
Automatic Fixed Installation using Water | Water Spray System | The Reliable Automatic Sprinkler Co Inc. | High Valocity Spray Nozzle | HV-A x 80∘ | UL 199, UL 2351 | -
Automatic Fixed Installation using Water | Water Spray System | The Reliable Automatic Sprinkler Co Inc. | High Valocity Spray Nozzle | HV-A x 90∘ | UL 199, UL 2351 | -
Automatic Fixed Installation using Water | Water Spray System | The Reliable Automatic Sprinkler Co Inc. | High Valocity Spray Nozzle | HV-AS x 100∘ | UL 199, UL 2351 | -
Automatic Fixed Installation using Water | Water Spray System | The Reliable Automatic Sprinkler Co Inc. | High Valocity Spray Nozzle | HV-AS x 75∘ | UL 199, UL 2351 | -
Automatic Fixed Installation using Water | Water Spray System | The Reliable Automatic Sprinkler Co Inc. | High Valocity Spray Nozzle | HV-AS x 80∘ | UL 199, UL 2351 | -
Automatic Fixed Installation using Water | Water Spray System | The Reliable Automatic Sprinkler Co Inc. | High Valocity Spray Nozzle | HV-AS x 90∘ | UL 199, UL 2351 | -
Automatic Fixed Installation using Water | Water Spray System | The Viking Corp. | Spray Nozzles | VK810 | FM Class 2000, 2021, 2025, UL 2351 | -
Automatic Fixed Installation using Water | Water Spray System | The Viking Corp. | Spray Nozzles | VK811 | FM Class 2000, 2021, 2025, UL 2351 | -
Automatic Fixed Installation using Water | Water Spray System | The Viking Corp. | Spray Nozzles | VK812 | FM Class 2000, 2021, 2025, UL 2351 | -
Automatic Fixed Installation using Water | Water Spray System | The Viking Corp. | Spray Nozzles | VK813 | FM Class 2000, 2021, 2025, UL 2351 | -
Automatic Fixed Installation using Water | Water Spray System | The Viking Corp. | Spray Nozzles | VK814 | FM Class 2000, 2021, 2025, UL 2351 | -
Automatic Fixed Installation using Water | Water Spray System | The Viking Corp. | Spray Nozzles | VK815 | FM Class 2000, 2021, 2025, UL 2351 | -
Automatic Fixed Installation using Water | Water Spray System | The Viking Corp. | Spray Nozzles | VK816 | FM Class 2000, 2021, 2025, UL 2351 | -
Automatic Fixed Installation using Water | Water Spray System | The Viking Corp. | Spray Nozzles | VK817 | FM Class 2000, 2021, 2025, UL 2351 | -
Automatic Fixed Installation using Water | Water Spray System | Tyco Fire Products Manufacturing Ltd. | Open Water Spray Nozzle | HV14 | FMRC 2025 | -
Automatic Fixed Installation using Water | Water Spray System | Tyco Fire Products Manufacturing Ltd. | Open Water Spray Nozzle | HV17 | FMRC 2025 | -
Automatic Fixed Installation using Water | Water Spray System | Tyco Fire Products Manufacturing Ltd. | Open Water Spray Nozzle | HV26 | FMRC 2025 | -
Automatic Fixed Installation using Water | Water Spray System | Tyco Fire Products Manufacturing Ltd. | Open Water Spray Nozzle | HV37 | FMRC 2025 | -
Automatic Fixed Installation using Water | Water Spray System | Tyco Fire Products Manufacturing Ltd. | Open Water Spray Nozzle | HV45 | FMRC 2025 | -
Automatic Fixed Installation using Water | Water Spray System | Tyco Fire Products Manufacturing Ltd. | Open Water Spray Nozzle | HV60 | FMRC 2025 | -
Automatic Fixed Installation using Water | Water Spray System | Tyco Fire Products Manufacturing Ltd. | Open Water Spray Nozzle | MV10 | FMRC 2025 | -
Automatic Fixed Installation using Water | Water Spray System | Tyco Fire Products Manufacturing Ltd. | Open Water Spray Nozzle | MV12 | FMRC 2025 | -
Automatic Fixed Installation using Water | Water Spray System | Tyco Fire Products Manufacturing Ltd. | Open Water Spray Nozzle | MV15 | FMRC 2025 | -
Automatic Fixed Installation using Water | Water Spray System | Tyco Fire Products Manufacturing Ltd. | Open Water Spray Nozzle | MV18 | FMRC 2025 | -
Automatic Fixed Installation using Water | Water Spray System | Tyco Fire Products Manufacturing Ltd. | Open Water Spray Nozzle | MV19 | FMRC 2025 | -
Automatic Fixed Installation using Water | Water Spray System | Tyco Fire Products Manufacturing Ltd. | Open Water Spray Nozzle | MV21 | FMRC 2025 | -
Automatic Fixed Installation using Water | Water Spray System | Tyco Fire Products Manufacturing Ltd. | Open Water Spray Nozzle | MV25 | FMRC 2025 | -
Automatic Fixed Installation using Water | Water Spray System | Tyco Fire Products Manufacturing Ltd. | Open Water Spray Nozzle | MV26 | FMRC 2025 | -
Automatic Fixed Installation using Water | Water Spray System | Tyco Fire Products Manufacturing Ltd. | Open Water Spray Nozzle | MV30 | FMRC 2025 | -
Automatic Fixed Installation using Water | Water Spray System | Tyco Fire Products Manufacturing Ltd. | Open Water Spray Nozzle | MV34 | FMRC 2025 | -
Automatic Fixed Installation using Water | Water Spray System | Tyco Fire Products Manufacturing Ltd. | Open Water Spray Nozzle | MV47 | FMRC 2025 | -
Automatic Fixed Installation using Water | Water Spray System | Tyco Fire Products Manufacturing Ltd. | Open Water Spray Nozzle | MV57 | FMRC 2025 | -
Automatic Fixed Installation using Water | Water Spray System | Viking Corp. | Viking fixed Spray type nozzle, nonautomatic | A2 | UL | -
Automatic Fixed Installation using Water | Water Spray System | Viking Corp. | Viking fixed Spray type nozzle, nonautomatic | A2X | UL | -
Automatic Fixed Installation using Water | Water Spray System | Viking Corp. | Viking fixed Spray type nozzle, nonautomatic | B2 | UL | -
Automatic Fixed Installation using Water | Water Spray System | Viking Corp. | Viking fixed Spray type nozzle, nonautomatic | C2 | UL | -
Automatic Fixed Installation using Water | Water Spray System | Viking Corp. | Viking fixed Spray type nozzle, nonautomatic | D2 | UL | -
Automatic Fixed Installation using Water | Water Spray System | Wormald | Medium Velocity spray nozzle | MV-10 | NFPA 15 | -
Automatic Fixed Installation using Water | Water Spray System | Wormald | Medium Velocity spray nozzle (station steel) | MV-10 | NFPA 15 | -
Automatic Fixed Installation using Water | Water Spray System | Wormald | High velocity spray nozzle | MV-14 | NFPA 15 | -
Automatic Fixed Installation using Water | Water Spray System | Wormald | High velocity spray nozzle (stainless steel) | MV-14 | NFPA 15 | -
Automatic Fixed Installation using Water | Water Spray System | Wormald | Medium Velocity spray nozzle | MV-15 | NFPA 15 | -
Automatic Fixed Installation using Water | Water Spray System | Wormald | Medium Velocity spray nozzle (station steel) | MV-15 | NFPA 15 | -
Automatic Fixed Installation using Water | Water Spray System | Wormald | High velocity spray nozzle | MV-17 | NFPA 15 | -
Automatic Fixed Installation using Water | Water Spray System | Wormald | High velocity spray nozzle (stainless steel) | MV-17 | NFPA 15 | -
Automatic Fixed Installation using Water | Water Spray System | Wormald | Medium Velocity spray nozzle | MV-19 | NFPA 15 | -
Automatic Fixed Installation using Water | Water Spray System | Wormald | Medium Velocity spray nozzle (station steel) | MV-19 | NFPA 15 | -
Automatic Fixed Installation using Water | Water Spray System | Wormald | Medium Velocity spray nozzle | MV-25 | NFPA 15 | -
Automatic Fixed Installation using Water | Water Spray System | Wormald | Medium Velocity spray nozzle (station steel) | MV-25 | NFPA 15 | -
Automatic Fixed Installation using Water | Water Spray System | Wormald | High velocity spray nozzle | MV-26 | NFPA 15 | -
Automatic Fixed Installation using Water | Water Spray System | Wormald | High velocity spray nozzle (stainless steel) | MV-26 | NFPA 15 | -
Automatic Fixed Installation using Water | Water Spray System | Wormald | Medium Velocity spray nozzle | MV-33 | NFPA 15 | -
Automatic Fixed Installation using Water | Water Spray System | Wormald | Medium Velocity spray nozzle (station steel) | MV-34 | NFPA 15 | -
Automatic Fixed Installation using Water | Water Spray System | Wormald | High velocity spray nozzle | MV-37 | NFPA 15 | -
Automatic Fixed Installation using Water | Water Spray System | Wormald | High velocity spray nozzle (stainless steel) | MV-37 | NFPA 15 | -
Automatic Fixed Installation using Water | Water Spray System | Wormald | High velocity spray nozzle | MV-45 | NFPA 15 | -
Automatic Fixed Installation using Water | Water Spray System | Wormald | High velocity spray nozzle (stainless steel) | MV-45 | NFPA 15 | -
Automatic Fixed Installation using Water | Water Spray System | Wormald | Medium Velocity spray nozzle | MV-46 | NFPA 15 | -
Automatic Fixed Installation using Water | Water Spray System | Wormald | Medium Velocity spray nozzle (station steel) | MV-47 | NFPA 15 | -
Automatic Fixed Installation using Water | Water Spray System | Wormald | Medium Velocity spray nozzle | MV-57 | NFPA 15 | -
Automatic Fixed Installation using Water | Water Spray System | Wormald | Medium Velocity spray nozzle (station steel) | MV-57 | NFPA 15 | -
Automatic Fixed Installation using Water | Water Spray System | Wormald | High velocity spray nozzle (stainless steel) | MV-60 | NFPA 15 | -
Automatic Fixed Installation using Water | Water Spray System | Wormald | High velocity spray nozzle | T-25 | NFPA 15 | -
Automatic Fixed Installation using Water | Water Spray System | Wormald | High velocity spray nozzle | T-34 | NFPA 15 | -
Automatic Fixed Installation using Water | Water Spray System | Wormald | High velocity spray nozzle | T-47 | NFPA 15 | -
Automatic Fixed Installation using Water | Water Spray System |  | Medium Velocity Water Spray System |  | FOC, UL | -
Automatic Fixed Installation using Water | Water Spray System |  | Water Spray System | R20 | FOC, UL | -
Automatic Fixed Installation using Water | Water Spray System |  | Water Spray System | R30 | FOC, UL | -
Automatic Fixed Installation using Water | Water Spray System |  | Water Spray System | R60 | FOC, UL | -
Automatic Fixed Installation using Water | Water Spray System | Automatic Sprinkler Corp. of America | Fixed Spray Type Automatic Pattern Nozzles | F1 |  | -
Automatic Fixed Installation using Water | Sprinkler System | Augus Fire Armour Ltd. | Quick Response Sprinkler | 15mm CU/P |  | -
Automatic Fixed Installation using Water | Sprinkler System | Augus Fire Armour Ltd. | Quick Response Sprinkler | 15mm SP |  | -
Automatic Fixed Installation using Water | Sprinkler System | Augus Fire Armour Ltd. | Quick Response Sprinkler | 15mm SU |  | -
Automatic Fixed Installation using Water | Sprinkler System | Augus Fire Armour Ltd. | Quick Response Sprinkler | 15mm WU/P |  | -
Automatic Fixed Installation using Water | Sprinkler System | Globe | Concealed 3/8" | J(5.0 Bulb) Dry-type Sprinklers | UL | -
Automatic Fixed Installation using Water | Sprinkler System | Globe | Concealed 7/16" | J(5.0 Bulb) Dry-type Sprinklers | UL | -
Automatic Fixed Installation using Water | Sprinkler System | Globe | Concealed 1/2" | J(5.0 Bulb) Dry-type Sprinklers | UL | -
Automatic Fixed Installation using Water | Sprinkler System | Globe | Concealed 1/2" | J(8.0 Bulb) Dry-type Sprinklers | UL | -
Automatic Fixed Installation using Water | Sprinkler System | Globe Fire Sprinkler | 5.4Globe Fire Sprinkler | JN | UL | -
Automatic Fixed Installation using Water | Sprinkler System | Globe Fire Sprinkler | 5.4Globe Fire Sprinkler | JN | UL | -
Automatic Fixed Installation using Water | Sprinkler System | Globe Fire Sprinkler | 5.4Globe Fire Sprinkler | JN | UL | -
Automatic Fixed Installation using Water | Sprinkler System | Globe Fire Sprinkler | 5.4Globe Fire Sprinkler | JN | UL | -
Automatic Fixed Installation using Water | Sprinkler System | Globe Fire Sprinkler | 5.4Globe Fire Sprinkler | JN | UL | -
Automatic Fixed Installation using Water | Sprinkler System | Globe Fire Sprinkler | 5.4Globe Fire Sprinkler | JN | UL | -
Automatic Fixed Installation using Water | Sprinkler System | Globe Fire Sprinkler | 5.4Globe Fire Sprinkler | JN | UL | -
Automatic Fixed Installation using Water | Sprinkler System | Globe Fire Sprinkler | 5.4Globe Fire Sprinkler | JN | UL | -
Automatic Fixed Installation using Water | Sprinkler System | Globe Fire Sprinkler Corp. | Aujustable Drop Nipples | F-1 |  | -
Automatic Fixed Installation using Water | Sprinkler System | Globe Fire Sprinkler Corp. | Aujustable Drop Nipples | F-2 |  | -
Automatic Fixed Installation using Water | Sprinkler System | Globe Fire Sprinkler Corp. | Aujustable Drop Nipples | F-3 |  | -
Automatic Fixed Installation using Water | Sprinkler System | Globe Fire Sprinkler Corp. | Quick Response, Pendent, Recessed Orifice Size 15mm | GL5601 | BS EN 12259-1 | -
Automatic Fixed Installation using Water | Sprinkler System | Globe Fire Sprinkler Corp. | Quick Response, Concealed Orifice Size 15mm | GL5604 | BS EN 12259-1 | -
Automatic Fixed Installation using Water | Sprinkler System | Globe Fire Sprinkler Corp. | Quick Response, Upright Orifice Size 15mm | GL5615 | BS EN 12259-1 | -
Automatic Fixed Installation using Water | Sprinkler System | Globe Fire Sprinkler Corp. | Quick Response, Pendent, Conventional upright Orifice Size 15mm | GL5624 | BS EN 12259-1 | -
Automatic Fixed Installation using Water | Sprinkler System | Globe Fire Sprinkler Corp. | Standard Response, Pendent, Recessed Orifice Size 15mm | GL5651 | BS EN 12259-1 | -
Automatic Fixed Installation using Water | Sprinkler System | Globe Fire Sprinkler Corp. | Standard Response, Concealed Orifice Size 15mm | GL5654 | BS EN 12259-1 | -
Automatic Fixed Installation using Water | Sprinkler System | Globe Fire Sprinkler Corp. | Standard Response, Upright Orifice Size 15mm | GL5661 | BS EN 12259-1 | -
Automatic Fixed Installation using Water | Sprinkler System | Globe Fire Sprinkler Corp. | Standard Response, Pendent, Conventional upright Orifice Size 15mm | GL5668 | BS EN 12259-1 | -
Automatic Fixed Installation using Water | Sprinkler System | Globe Fire Sprinkler Corp. | Quick Response, Pendent, Recessed Orifice Size 20mm | GL8106 | BS EN 12259-1 | -
Automatic Fixed Installation using Water | Sprinkler System | Globe Fire Sprinkler Corp. | Quick Response, Upright Orifice Size 20mm | GL8118 | BS EN 12259-1 | -
Automatic Fixed Installation using Water | Sprinkler System | Globe Fire Sprinkler Corp. | Quick Response, Pendent, Conventional upright Orifice Size 20mm | GL8125 | BS EN 12259-1 | -
Automatic Fixed Installation using Water | Sprinkler System | Globe Fire Sprinkler Corp. | Standard Response, Pendent, Recessed Orifice Size 20mm | GL8156 | BS EN 12259-1 | -
Automatic Fixed Installation using Water | Sprinkler System | Globe Fire Sprinkler Corp. | Standard Response, Upright Orifice Size 20mm | GL8164 | BS EN 12259-1 | -
Automatic Fixed Installation using Water | Sprinkler System | Globe Fire Sprinkler Corp. | Standard Response, Pendent, Conventional upright Orifice Size 20mm | GL8169 | BS EN 12259-1 | -
Automatic Fixed Installation using Water | Sprinkler System | Globe Fire Sprinkler Corp. | Aujustable Drop Nipples | ME-3 |  | -
Automatic Fixed Installation using Water | Sprinkler System | Globe Fire Sprinkler Corp. | Aujustable Drop Nipples | MR-1 |  | -
Automatic Fixed Installation using Water | Sprinkler System | Globe Fire Sprinkler Corp. | Aujustable Drop Nipples | MS-3 |  | -
Automatic Fixed Installation using Water | Sprinkler System | Grunau | Sprinkler Cover Plates |  | UL | -
Automatic Fixed Installation using Water | Sprinkler System | Reliable | Window Sprinkler (1/4, 5/16, 3/8") | B |  | -
Automatic Fixed Installation using Water | Sprinkler System | Reliable | Window Sprinkler (1/2, 3/8, 3/4") | FM |  | -
Automatic Fixed Installation using Water | Sprinkler System | Reliable | Cornice Sprinkler (1/2, 3/8") | FM |  | -
Automatic Fixed Installation using Water | Sprinkler System | Rolland Arroseurs Sprinklers | Bulb yupe, standard upright automatic sprinklers with finishes of plain brass and chromium plated | N | FMRC 2000 12/1983 | -
Automatic Fixed Installation using Water | Sprinkler System | Rolland Arroseurs Sprinklers | Bulb type, quick response, upright and pendent automatic sprinklers with finishes of plain brass and chromium plated | N | FMRC 2000 12/1983 | -
Automatic Fixed Installation using Water | Sprinkler System | Rolland Arroseurs Sprinklers | Bulb type, standard pendent automatic sprinklers with finishes of plain brass and chromium plated | N | FMRC 2000 12/1983 | -
Automatic Fixed Installation using Water | Sprinkler System | Southwestern Pipe, Inc. | Poz-Lok Fire Sprinkler System |  | UL | -
Automatic Fixed Installation using Water | Sprinkler System | Spraysafe | 15mm Mini-Décor Pendent Sprinkler | G.A. |  | -
Automatic Fixed Installation using Water | Sprinkler System | The Reliable Automatic Sprinkler Co Inc. | Glass-bulb Automatic Sprinkler (Upright, Pendent, Conventional) (15mm) | F1FR | LPC | -
Automatic Fixed Installation using Water | Sprinkler System | The Reliable Automatic Sprinkler Co Inc. | Glass-bulb Automatic Sprinkler (Upright, Pendent, Conventional) (10mm) | F1FR | LPC | -
Automatic Fixed Installation using Water | Sprinkler System | The Viking Corp. | Anti-follding Device | B1 | UL | -
Automatic Fixed Installation using Water | Sprinkler System | The Viking Corp. | Accelerator | E1 | UL | -
Automatic Fixed Installation using Water | Sprinkler System | The Viking Corp. | Dry Pipe Valves 6" | F1 | UL | -
Automatic Fixed Installation using Water | Sprinkler System | The Viking Corp. | Dry Pipe Valves 4" | F1 | UL | -
Automatic Fixed Installation using Water | Sprinkler System | The Viking Corp. | Swing Check Valve 3",4",6",8" | F1 | FMRC | -
Automatic Fixed Installation using Water | Sprinkler System | The Viking Corp. | Water Hotor Gong | F2 | FMRC | -
Automatic Fixed Installation using Water | Sprinkler System | The Viking Corp. | Single Interlock Preaction System 1 1/2", 2", 3", 4", 6", 8" | Firecycle III On-Off Multicycle Sprinkler System | FM Class 1016 | -
Automatic Fixed Installation using Water | Sprinkler System | The Viking Corp. | Cycling Wet System 1 1/2", 2", 3", 4", 6", 8" | Firecycle III On-Off Multicycle Sprinkler System | FM Class 1016 | -
Automatic Fixed Installation using Water | Sprinkler System | The Viking Corp. | Single Interlock Preaction System 1 1/2", 2", 3", 4", 6", 8" | Firecycle III On-Off Multicycle Sprinkler System | FM Class 1016 | -
Automatic Fixed Installation using Water | Sprinkler System | The Viking Corp. | Cycling Wet System 1 1/2", 2", 3", 4", 6", 8" | Firecycle III On-Off Multicycle Sprinkler System | FM Class 1016 | -
Automatic Fixed Installation using Water | Sprinkler System | The Viking Corp. | Swing Check Valve 3",4",6",8" | G1 | FMRC | -
Automatic Fixed Installation using Water | Sprinkler System | The Viking Corp. | Waterflow Alarm Valve 3",4",6",8" | J1 | FMRC | -
Automatic Fixed Installation using Water | Sprinkler System | The Viking Corp. | Fail/Safe Preaction Single Interlock | Sure Fire Fail/Safe Preaction Sprinkler System | FM 1011,1012,1013 | -
Automatic Fixed Installation using Water | Sprinkler System | The Viking Corp. | Fail/Safe Preaction Double Interlock | Sure Fire Fail/Safe Refrigerated Area Sprinkler | FM 1011,1012,1013 | -
Automatic Fixed Installation using Water | Sprinkler System | Wormald International (Aust) Ptd Ltd. | AC' Concealed Sprinkler 1/2" | P/N AEA 27349 | FMRC | -
Automatic Fixed Installation using Water | Sprinkler System | Wormald International (Aust) Ptd Ltd. | AC' Concealed Sprinkler 1/2" | P/N AEA 27358 | FMRC | -
Automatic Fixed Installation using Water | Sprinkler System | 東莞市億通消防器材有限公司 | 水流指示器 | ZSJZ 100 | GB5135.7-2003 | -
Automatic Fixed Installation using Water | Sprinkler System | 東莞市億通消防器材有限公司 | 水流指示器 | ZSJZ 150 | GB5135.7-2003 | -
Automatic Fixed Installation using Water | Sprinkler System | 東莞市億通消防器材有限公司 | 水霧噴頭 | ZSTW B34/120 | GB513'5.3-2003 | -
Automatic Fixed Installation using Water | Sprinkler System | 東莞市億通消防器材有限公司 | 消防訊號閘閥 | ZSXF-100-D | GB5135.6-2003 | -
Automatic Fixed Installation using Water | Sprinkler System | 東莞市億通消防器材有限公司 | 消防訊號閘閥 | ZSXF-100-Z | GB5135.6-2003 | -
Automatic Fixed Installation using Water | Sprinkler System | 東莞市億通消防器材有限公司 | 消防訊號閘閥 | ZSXF-150-D | GB5135.6-2003 | -
Automatic Fixed Installation using Water | Sprinkler System | 東莞市億通消防器材有限公司 | 消防訊號閘閥 | ZSXF-150-Z | GB5135.6-2003 | -
Automatic Fixed Installation using Water | Sprinkler System | AFAC Inc. | Standard response Adjustable Concealed Pendent Style Automatic Sprinklers Bulb Size 5mm | HC | UL 199 | -
Automatic Fixed Installation using Water | Sprinkler System | AFAC Inc. | Quick Response Adjustable Concealed Pendent Style Automatic Sprinklers Bulb size 3mm | HC-QR | UL 199 | -
Automatic Fixed Installation using Water | Sprinkler System | Angus | 15mm SU Sprinkler | J-10-U |  | -
Automatic Fixed Installation using Water | Sprinkler System | Angus | 15mm SP Sprinkler | J-9-P |  | -
Automatic Fixed Installation using Water | Sprinkler System | Angus | 10mm SP Sprinler | K-10-P |  | -
Automatic Fixed Installation using Water | Sprinkler System | Angus | 10mm SU Sprinkler | K-10-U |  | -
Automatic Fixed Installation using Water | Sprinkler System | Angus | 15mm SU & SP Sprinkler | M |  | -
Automatic Fixed Installation using Water | Sprinkler System | Angus | Sprinkler heads with coloured finish | M1 |  | -
Automatic Fixed Installation using Water | Sprinkler System | Angus | 15mm CU/P Sprinkler | M1 |  | -
Automatic Fixed Installation using Water | Sprinkler System | Angus | 20mm SU Sprinkler | M10 |  | -
Automatic Fixed Installation using Water | Sprinkler System | Angus | Sprinkler heads with coloured finish | M2 |  | -
Automatic Fixed Installation using Water | Sprinkler System | Angus | 15mm SP Sprinkler | M2 |  | -
Automatic Fixed Installation using Water | Sprinkler System | Angus | 15mm SU Sprinkler | M3 |  | -
Automatic Fixed Installation using Water | Sprinkler System | Angus | 15mm WU/P Sprinkler | M5 |  | -
Automatic Fixed Installation using Water | Sprinkler System | Angus | Sprinkler heads with coloured finish | M7 |  | -
Automatic Fixed Installation using Water | Sprinkler System | Angus | 10mm SP Sprinkler | M7 |  | -
Automatic Fixed Installation using Water | Sprinkler System | Angus | 10mm SU Sprinkler | M8 |  | -
Automatic Fixed Installation using Water | Sprinkler System | Angus | 20mm SP Sprinkler | M9 |  | -
Automatic Fixed Installation using Water | Sprinkler System | Angus | 20mm CP Sprinkler | XHMP |  | -
Automatic Fixed Installation using Water | Sprinkler System | Angus | 20mm CU Sprinkler | XHMU |  | -
Automatic Fixed Installation using Water | Sprinkler System | Angus Fire Alarm Ltd. | Conventional (CU/P) Bulb Size 5mm | S(1) | LPC | -
Automatic Fixed Installation using Water | Sprinkler System | Angus Fire Alarm Ltd. | Conventional (CU/P) Bulb Size 3mm | S(1)QR | LPC | -
Automatic Fixed Installation using Water | Sprinkler System | Angus Fire Alarm Ltd. | Upright Spray (SU) Bulb Size 5mm | S(10) | LPC | -
Automatic Fixed Installation using Water | Sprinkler System | Angus Fire Alarm Ltd. | Upright Spray (SU) Bulb Size 3mm | S(10)QR | LPC | -
Automatic Fixed Installation using Water | Sprinkler System | Angus Fire Alarm Ltd. | Conventional (CU/P) Bulb Size 5mm | S(11) | LPC | -
Automatic Fixed Installation using Water | Sprinkler System | Angus Fire Alarm Ltd. | Conventional (CU/P) Bulb Size 3mm | S(11)QR | LPC | -
Automatic Fixed Installation using Water | Sprinkler System | Angus Fire Alarm Ltd. | Pendent Spray (SP) Bulb Size 5mm | S(12) | LPC | -
Automatic Fixed Installation using Water | Sprinkler System | Angus Fire Alarm Ltd. | Pendent Spray (SP) Bulb Size 3mm | S(12)QR | LPC | -
Automatic Fixed Installation using Water | Sprinkler System | Angus Fire Alarm Ltd. | Upright Spray (SU) Bulb Size 5mm | S(13) | LPC | -
Automatic Fixed Installation using Water | Sprinkler System | Angus Fire Alarm Ltd. | Upright Spray (SU) Bulb Size 3mm | S(13)QR | LPC | -
Automatic Fixed Installation using Water | Sprinkler System | Angus Fire Alarm Ltd. | Conventional (CU/P) Bulb Size 5mm | S(14) | LPC | -
Automatic Fixed Installation using Water | Sprinkler System | Angus Fire Alarm Ltd. | Conventional (CU/P) Bulb Size 3mm | S(14)QR | LPC | -
Automatic Fixed Installation using Water | Sprinkler System | Angus Fire Alarm Ltd. | Recessed (SR) Bulb Size 5mm | S(2) | LPC | -
Automatic Fixed Installation using Water | Sprinkler System | Angus Fire Alarm Ltd. | Pendent Spray (SP) Bulb Size 5mm | S(2) | LPC | -
Automatic Fixed Installation using Water | Sprinkler System | Angus Fire Alarm Ltd. | Recessed (SR) Bulb Size 3mm | S(2)QR | LPC | -
Automatic Fixed Installation using Water | Sprinkler System | Angus Fire Alarm Ltd. | Pendent Spray (SP) Bulb Size 3mm | S(2)QR | LPC | -
Automatic Fixed Installation using Water | Sprinkler System | Angus Fire Alarm Ltd. | Upright Spray (SU) Bulb Size 5mm | S(3) | LPC | -
Automatic Fixed Installation using Water | Sprinkler System | Angus Fire Alarm Ltd. | Upright Spray (SU) Bulb Size 3mm | S(3)QR | LPC | -
Automatic Fixed Installation using Water | Sprinkler System | Angus Fire Alarm Ltd. | Recessed (SR) Bulb Size 5mm | S(4) | LPC | -
Automatic Fixed Installation using Water | Sprinkler System | Angus Fire Alarm Ltd. | Pendent Spray (SP) Bulb Size 5mm | S(4) | LPC | -
Automatic Fixed Installation using Water | Sprinkler System | Angus Fire Alarm Ltd. | Recessed (SR) Bulb Size 3mm | S(4)QR | LPC | -
Automatic Fixed Installation using Water | Sprinkler System | Angus Fire Alarm Ltd. | Pendent Spray (SP) Bulb Size 3mm | S(4)QR | LPC | -
Automatic Fixed Installation using Water | Sprinkler System | Angus Fire Alarm Ltd. | Upright Spray (SU) Bulb Size 5mm | S(6) | LPC | -
Automatic Fixed Installation using Water | Sprinkler System | Angus Fire Alarm Ltd. | Upright Spray (SU) Bulb Size 3mm | S(6)QR | LPC | -
Automatic Fixed Installation using Water | Sprinkler System | Angus Fire Alarm Ltd. | Pendent Spray (SP) Bulb Size 5mm | S(7) | LPC | -
Automatic Fixed Installation using Water | Sprinkler System | Angus Fire Alarm Ltd. | Recessed (SR) Bulb Size 3mm | S(7)QR | LPC | -
Automatic Fixed Installation using Water | Sprinkler System | Angus Fire Alarm Ltd. | Pendent Spray (SP) Bulb Size 3mm | S(7)QR | LPC | -
Automatic Fixed Installation using Water | Sprinkler System | Angus Fire Alarm Ltd. | Upright Spray (SU) Bulb Size 5mm | S(8) | LPC | -
Automatic Fixed Installation using Water | Sprinkler System | Angus Fire Alarm Ltd. | Upright Spray (SU) Bulb Size 3mm | S(8)QR | LPC | -
Automatic Fixed Installation using Water | Sprinkler System | Angus Fire Alarm Ltd. | Pendent Spray (SP) Bulb Size 5mm | S(9) | LPC | -
Automatic Fixed Installation using Water | Sprinkler System | Angus Fire Alarm Ltd. | Pendent Spray (SP) Bulb Size 3mm | S(9)QR | LPC | -
Automatic Fixed Installation using Water | Sprinkler System | Angus Fire Amour Ltd. | Horizontal Sidewall Extended Coverage Sprinkler | R-F2 | LPS 1039 III | -
Automatic Fixed Installation using Water | Sprinkler System | Angus Fire Armour Ltd. | Angus-R F-1 Fast Response Sprinklers (5 mmm blub) | 10/15/20mm Orifice Size, Spray Upright, Spray Pendent | LPC | -
Automatic Fixed Installation using Water | Sprinkler System | Angus Fire Armour Ltd. | Angus-R F-1 Fast Response Sprinklers (5 mmm blub) | 15/20mm Orifice Size, Conventional Upright & Pendent | LPC | -
Automatic Fixed Installation using Water | Sprinkler System | Angus Fire Armour Ltd. | Angus-R F-1 Fast Response Sprinklers (5 mmm blub) | 15mm Orifice Size, Sidewall Upright & Pendent | LPC | -
Automatic Fixed Installation using Water | Sprinkler System | Angus Fire Armour Ltd. | Quick Response Sprinkler 15mm SP | F-F2 | LPC | -
Automatic Fixed Installation using Water | Sprinkler System | Angus Fire Armour Ltd. | Quick Response Sprinkler 15mm SU | F-F2 | LPC | -
Automatic Fixed Installation using Water | Sprinkler System | Angus Fire Armour Ltd. | Quick Response Sprinkler 15mm CU/P | F-F2 | LPC | -
Automatic Fixed Installation using Water | Sprinkler System | Angus Fire Armour Ltd. | Quick Response Sprinkler 15mm WU/P | F-F2 | LPC | -
Automatic Fixed Installation using Water | Sprinkler System | Angus Fire Armour Ltd. | Conventional Pattern Sprinkler (Upright & Pendent) (CU/P) | P1 | BS 4800 | -
Automatic Fixed Installation using Water | Sprinkler System | Angus Fire Armour Ltd. | Spray Pattern Sprinkler Upright (SU) | P10 | BS 4800 | -
Automatic Fixed Installation using Water | Sprinkler System | Angus Fire Armour Ltd. | Conventional Pattern Sprinkler (Upright & Pendent) (CU/P) | P11 | BS 4800 | -
Automatic Fixed Installation using Water | Sprinkler System | Angus Fire Armour Ltd. | Spray Pattern Sprinkler Pendent (SP) | P2 | BS 4800 | -
Automatic Fixed Installation using Water | Sprinkler System | Angus Fire Armour Ltd. | Spray Pattern Sprinkler Upright (SU) | P3 | BS 4800 | -
Automatic Fixed Installation using Water | Sprinkler System | Angus Fire Armour Ltd. | Sidewall Sprinkler, Upright & Pendent (WU/P) | P5 | BS 4800 | -
Automatic Fixed Installation using Water | Sprinkler System | Angus Fire Armour Ltd. | Spray Pattern Sprinkler Pendent (SP) | P7 | BS 4800 | -
Automatic Fixed Installation using Water | Sprinkler System | Angus Fire Armour Ltd. | Spray Pattern Sprinkler Upright (SU) | P8 | BS 4800 | -
Automatic Fixed Installation using Water | Sprinkler System | Angus Fire Armour Ltd. | Spray Pattern Sprinkler Pendent (SP) | P9 | BS 4800 | -
Automatic Fixed Installation using Water | Sprinkler System | Angus Fire Armour Ltd. | Long Throw Horizontal Open Sprinkler 15mm | R | LPS 1039 III | -
Automatic Fixed Installation using Water | Sprinkler System | Angus Fire Armour Ltd. | Adjustable Recess Sprinkler | SR | LPC | -
Automatic Fixed Installation using Water | Sprinkler System | Angus Fire Armour Ltd. | Adjustable Recess Sprinkler | SR&GW | LPC | -
Automatic Fixed Installation using Water | Sprinkler System | Angus Fire Sprinkler | Bulb Type Vertical Sidewall Automatic Sprinkler_Standard Bulb Size 5mm | S | FMRC 2000 | -
Automatic Fixed Installation using Water | Sprinkler System | Angus Fire Sprinkler | Bulb Type Vertical Sidewall Automatic Sprinkler_Standard Bulb Size 3mm | S | FMRC 2000 | -
Automatic Fixed Installation using Water | Sprinkler System | ASCOA Fire System A Figgie Internation Co | Residential Pendent Orifice Size 7/16" | HR | UL 1626 | -
Automatic Fixed Installation using Water | Sprinkler System | ASCOA Fire System, Div. of Figgie International Co | Pendent and Recessed Pendent (3/8 in. max. recess) Residential Sprinkler | HR-1 | UL 1626 | -
Automatic Fixed Installation using Water | Sprinkler System | ASCOA Fire System, Div. of Figgie International Co | Early-Suppression Fast-Response Sprinkler Orifice Size: 3/4 inch | K-1 | UL 1767, NFPA 13 | -
Automatic Fixed Installation using Water | Sprinkler System | ASOCA Fire System | Extended Coverage Sprinkler 1/2", 17/32" | H | UL | -
Automatic Fixed Installation using Water | Sprinkler System | ASOCA Fire System | Quick Response Extended Coverage Sprinkler 1/2", 17/32" | H | UL | -
Automatic Fixed Installation using Water | Sprinkler System | ASOCA Sprinkler Corp. | Early-Suppression Fast-Response Sprinkler Orifice Size: 3/4 inch | K-1 | UL 1767, NFPA 13 | -
Automatic Fixed Installation using Water | Sprinkler System | Automatic Sprinkler Corp. of America | Pendent and upright styles Sprinkler | 38-E |  | -
Automatic Fixed Installation using Water | Sprinkler System | Automatic Sprinkler Corp. of America | Centre Strut | F |  | -
Automatic Fixed Installation using Water | Sprinkler System | Automatic Sprinkler Corp. of America | Sidewall horizontal Sprinkler | F |  | -
Automatic Fixed Installation using Water | Sprinkler System | Automatic Sprinkler Corp. of America | Large Orifice (17/32") Sprinkler | F |  | -
Automatic Fixed Installation using Water | Sprinkler System | Automatic Sprinkler Corp. of America | Small Orifice (1/4, 3/8, 5/16, 7/16") Upright and Pendent Sprinkler | F |  | -
Automatic Fixed Installation using Water | Sprinkler System | Automatic Sprinkler Corp. of America | Extended Coverage horizontal sidewall sprinkler | F-20 |  | -
Automatic Fixed Installation using Water | Sprinkler System | Automatic Sprinkler Corp. of America | Extended Coverage horizontal sidewall sprinkler | F-24 |  | -
Automatic Fixed Installation using Water | Sprinkler System | Aytinatuc Sprinkler Corp. of Amarica | Sprinkler orifics Size: 15mm | H |  | -
Automatic Fixed Installation using Water | Sprinkler System | Central Sprink Inc. | Indicating buttefly Valves | A-BFV-G | FMRC Class 1112 | -
Automatic Fixed Installation using Water | Sprinkler System | Central Sprink Inc. | Indicating buttefly Valves | A-BFV-W | FMRC Class 1112 | -
Automatic Fixed Installation using Water | Sprinkler System | Central Sprinkler Co | Pendent Concealed Sprinkler | B4 | UL | -
Automatic Fixed Installation using Water | Sprinkler System | Central Sprinkler Co | Pendent Concealed Sprinkler | B4 | UL | -
Automatic Fixed Installation using Water | Sprinkler System | Central Sprinkler Co | Upright Sprinkler | ELO 231 | UL | -
Automatic Fixed Installation using Water | Sprinkler System | Central Sprinkler Co | Pendent, Upright and Pendent Recessed Sprinkler | ELO-16 | UL | -
Automatic Fixed Installation using Water | Sprinkler System | Central Sprinkler Co | Pendent Sprinkler | ESFR-1 | FM | -
Automatic Fixed Installation using Water | Sprinkler System | Central Sprinkler Co | Pendent Fusible Type Sprinkler | ESFR-1 | FMRC 2008: 6/86 | -
Automatic Fixed Installation using Water | Sprinkler System | Central Sprinkler Co | Upright Sprinkler | ESLO-20 | UL | -
Automatic Fixed Installation using Water | Sprinkler System | Central Sprinkler Co | Pendent and Recessed Pendent | ESLO-20 | UL | -
Automatic Fixed Installation using Water | Sprinkler System | Central Sprinkler Co | Adjustable concealed sprinkler 5mm | GB4 | UL | -
Automatic Fixed Installation using Water | Sprinkler System | Central Sprinkler Co | Adjustable concealed sprinkler 5mm | GB4 | UL | -
Automatic Fixed Installation using Water | Sprinkler System | Central Sprinkler Co | Adjustable concealed sprinkler 3mm | GB4-FR | UL | -
Automatic Fixed Installation using Water | Sprinkler System | Central Sprinkler Co | Adjustable concealed sprinkler 3mm | GB4-FR | UL | -
Automatic Fixed Installation using Water | Sprinkler System | Central Sprinkler Corp. | Central Omega HEC-12 Extended Coverage Sprinkler Orifice Size 1/2" |  |  | -
Automatic Fixed Installation using Water | Sprinkler System | Central Sprinkler Corp. | Adjustable Concealed Sprinkler Head | 76A | UL | -
Automatic Fixed Installation using Water | Sprinkler System | Central Sprinkler Corp. | Concealed Sprinkler | AC |  | -
Automatic Fixed Installation using Water | Sprinkler System | Central Sprinkler Corp. | Flow Control Sprinklers | FC | UL | -
Automatic Fixed Installation using Water | Sprinkler System | Central Sprinkler Corp. | Horizontal Sidewall Sprinkler | H |  | -
Automatic Fixed Installation using Water | Sprinkler System | Central Sprinkler Corp. | Horizontal Sidewall Extended Coverage Sprinkler | H |  | -
Automatic Fixed Installation using Water | Sprinkler System | Central Sprinkler Corp. | Horizontal Sidewall Quick Response Extended Coverage Sprinkler | HF |  | -
Automatic Fixed Installation using Water | Sprinkler System | Central Sprinkler Corp. | Horiztonal Sprinkler | M |  | -
Automatic Fixed Installation using Water | Sprinkler System | Central Sprinkler Corp. | Pendent Upright Sprinkler | M |  | -
Automatic Fixed Installation using Water | Sprinkler System | Central Sprinkler Corp. | Pendent Upright Sprinkler | M |  | -
Automatic Fixed Installation using Water | Sprinkler System | Central Sprinkler Corp. | Horizontal Sidewall Quick Response Sprinkler | M |  | -
Automatic Fixed Installation using Water | Sprinkler System | Central Sprinkler Corp. | Pendent Upright Quick Response Sprinkler | M |  | -
Automatic Fixed Installation using Water | Sprinkler System | Central Sprinkler Corp. | Pendent Upright Quick Response Sprinkler | M |  | -
Automatic Fixed Installation using Water | Sprinkler System | Central Sprinkler Corp. | Commercial Sprinkler 1/2" | Omega | UL | -
Automatic Fixed Installation using Water | Sprinkler System | Central Sprinkler Corp. | Residential Sprinkler | Omega | UL | -
Automatic Fixed Installation using Water | Sprinkler System | Central Sprinkler Corp. | Horizontal Sidewall and Pendent Style Extended Coverage Sprinkler | Omega | UL | -
Automatic Fixed Installation using Water | Sprinkler System | Central Sprinkler Corp. | Quick Response Sprinkler | Omega C-1 | UL | -
Automatic Fixed Installation using Water | Sprinkler System | Central Sprinkler Corp. | Residential Sprinkler | Omega EC-20 | UL | -
Automatic Fixed Installation using Water | Sprinkler System | Central Sprinkler Corp. | Horizontal Sidewall Window Sprinkler | WS | UL 199 | -
Automatic Fixed Installation using Water | Sprinkler System | Central Sprinkler Corp. | Vertical Sidewall Pendent Window Sprinkler | WS | UL 199 | -
Automatic Fixed Installation using Water | Sprinkler System | Central Sprinkler Corp. | Concealed Sprinkler 1/2" | AC |  | -
Automatic Fixed Installation using Water | Sprinkler System | Central Sprinkler Corp. | Horizontal Sidewall Sprinkler 1/2" | H |  | -
Automatic Fixed Installation using Water | Sprinkler System | Central Sprinkler Corp. | Horizontal Sidewall Extended Coverage Sprinkler 17/32" | H |  | -
Automatic Fixed Installation using Water | Sprinkler System | Central Sprinkler Corp. | Horizontal Sidewall Quick Response Extended Sprinkler 17/32" | HF |  | -
Automatic Fixed Installation using Water | Sprinkler System | Central Sprinkler Corp. | Horizontal Sidewall Sprinkler 1/2" | M |  | -
Automatic Fixed Installation using Water | Sprinkler System | Central Sprinkler Corp. | Pendent, Upright Sprinkler 1/2" | M |  | -
Automatic Fixed Installation using Water | Sprinkler System | Central Sprinkler Corp. | Pendent, Upright Sprinkler 3/8" | M |  | -
Automatic Fixed Installation using Water | Sprinkler System | Central Sprinkler Corp. | Horizontal Sidewall Quick Response Sprinkler 1/2" | M |  | -
Automatic Fixed Installation using Water | Sprinkler System | Central Sprinkler Corp. | Pendent Upright Quick Response Sprinkler 1/2", 3/8" | M |  | -
Automatic Fixed Installation using Water | Sprinkler System | Central Sprinkler Corp. | Pendent Upright Quick Response Sprinkler 3/4" | M |  | -
Automatic Fixed Installation using Water | Sprinkler System | Chang Der Fire Protection Corp. | Pendent, Recessed Pendent Standard Response Sprinkler | CD1511 | UL 199 | -
Automatic Fixed Installation using Water | Sprinkler System | Chang Der Fire Protection Corp. | Upright Standard Response Sprinkler | CD1512 | UL 199 | -
Automatic Fixed Installation using Water | Sprinkler System | Chang Der Fire Protection Corp. | Pendent, Recessed Pendent Quick Response Spinkler | CD1521 | UL 199 | -
Automatic Fixed Installation using Water | Sprinkler System | Chang Der Fire Protection Corp. | Upright Quick Response Sprinkler | CD1522 | UL 199 | -
Automatic Fixed Installation using Water | Sprinkler System | Crusader | 15mm WU/P Sprinkler | E |  | -
Automatic Fixed Installation using Water | Sprinkler System | Crusader | 15mm WP Sprinkler | F |  | -
Automatic Fixed Installation using Water | Sprinkler System | Crusader | 15mm CU/P Sprinkler | R2 |  | -
Automatic Fixed Installation using Water | Pressure Reducing Valve | Dorot Mangement Control Valves Ltd. | Pressure Reducing Valve | Dorot Series 100 Model 77 (DN100) | BS EN 1567:1999 | 2026-08-16
Automatic Fixed Installation using Water | Pressure Reducing Valve | Dorot Mangement Control Valves Ltd. | Pressure Reducing Valve | Series 100 Model 77 (DN150) | GB 5135.17:2011 | 2027-06-14
Automatic Fixed Installation using Water | Sprinkler System | Figgie Fire Protection System | Standard response Adjustable Concealed Pendent Style Automatic Sprik | HC | UL 199 | -
Automatic Fixed Installation using Water | Sprinkler System | Firematic | Concealed Head Sprinkler | A | UL, FMR | -
Automatic Fixed Installation using Water | Sprinkler System | G.W. | 15mm SP Sprinkler | 60A | FOC | -
Automatic Fixed Installation using Water | Sprinkler System | G.W. | 15mm Conventional Spray Sprinkler | 66A | FOC | -
Automatic Fixed Installation using Water | Sprinkler System | GEM | Extended coverage, horizonal side wall type | F993 | UL | -
Automatic Fixed Installation using Water | Sprinkler System | GEM | Extended coverage horizontal sidewall sprinkler fast responfusible solder type (nickel link) 1/2" | GEM FR-1 | LPC | -
Automatic Fixed Installation using Water | Sprinkler System | Globe | Blobe Fire Spinkler Corp. - Centre Strut type Sprinklers - G Pendent, Upright & Vertical Sidewall 1/2" |  | UL/FM | -
Automatic Fixed Installation using Water | Sprinkler System | Globe | Blobe Fire Spinkler Corp. - (5.0 Bulb) Sprinklers - J Pendent, Upright 1/2" |  | UL/FM | -
Automatic Fixed Installation using Water | Sprinkler System | Globe | Blobe Fire Spinkler Corp. - (5.0 Bulb) Sprinklers - J Horizontail Sidewall 3/8" |  | UL/FM | -
Automatic Fixed Installation using Water | Sprinkler System | Globe | Blobe Fire Spinkler Corp. - (5.0 Bulb) Sprinklers - J Horizontail Sidewall 1/2" |  | UL/FM | -
Automatic Fixed Installation using Water | Sprinkler System | Globe | Blobe Fire Spinkler Corp. - (5.0 Bulb) Sprinklers - J Horizontail Sidewall 3/8" |  | UL/FM | -
Automatic Fixed Installation using Water | Sprinkler System | Globe | Blobe Fire Spinkler Corp. - (5.0 Bulb) Sprinklers - J Recessed 7/16" |  | UL/FM | -
Automatic Fixed Installation using Water | Sprinkler System | Globe | Blobe Fire Spinkler Corp. - (5.0 Bulb) Sprinklers - J Recessed 1/2" |  | UL/FM | -
Automatic Fixed Installation using Water | Sprinkler System | Globe | Blobe Fire Spinkler Corp. - (5.0 Bulb) Sprinklers - J Concealed (utilize 135◦F) 1/2" |  | UL/FM | -
Automatic Fixed Installation using Water | Sprinkler System | Globe | Blobe Fire Spinkler Corp. - (5.0 Bulb) Sprinklers - J Concealed (utilize 165◦F) 1/2" |  | UL/FM | -
Automatic Fixed Installation using Water | Sprinkler System | Globe | Blobe Fire Spinkler Corp. - (3.0 Bulb) Sprinklers - J Upright 1/2" |  | UL/FM | -
Automatic Fixed Installation using Water | Sprinkler System | Globe | Blobe Fire Spinkler Corp. - (3.0 Bulb) Sprinklers - Upright 7/16" |  | UL/FM | -
Automatic Fixed Installation using Water | Sprinkler System | Globe | Blobe Fire Spinkler Corp. - (3.0 Bulb) Quick Response Sprinklers - J Pendent, Horizontal Sidewall & Pendent Recessed 1/2" |  | UL/FM | -
Automatic Fixed Installation using Water | Sprinkler System | Globe | Blobe Fire Spinkler Corp. - (3.0 Bulb) Quick Response Sprinklers - J Pendent, Horizontal Sidewall & Pendent Recessed 3/8" |  | UL/FM | -
Automatic Fixed Installation using Water | Sprinkler System | Globe | Blobe Fire Spinkler Corp. - (3.0 Bulb) Quick Response Sprinklers - J Pendent, Horizontal Sidewall & Pendent Recessed 17/32" |  | UL/FM | -
Automatic Fixed Installation using Water | Sprinkler System | Globe | Blobe Fire Spinkler Corp. - (3.0 Bulb) Quick Response Extended Coverage Sprinklers - J Sidewall Recessed 1/2" |  | UL/FM | -
Automatic Fixed Installation using Water | Sprinkler System | Globe | Blobe Fire Spinkler Corp. - (3.0 Bulb) Quick Response Extended Coverage Sprinklers - J Sidewall Recessed 17/32" |  | UL/FM | -
Automatic Fixed Installation using Water | Sprinkler System | Globe | Blobe Fire Spinkler Corp. - (3.0 Bulb) Quick Response Extended Coverage Sprinklers - J Horizontail Sidewall 17/32" |  | UL/FM | -
Automatic Fixed Installation using Water | Sprinkler System | Globe | Sprinklers | JN | UL | -
Automatic Fixed Installation using Water | Sprinkler System | Globe Fire Sprinkler | 3/8" Concealed Type Sprinkler | J (5.0 Bulb) | UL | -
Automatic Fixed Installation using Water | Sprinkler System | Globe Fire Sprinkler | 7/16" Concealed Type Sprinkler | J (5.0 Bulb) | UL | -
Automatic Fixed Installation using Water | Sprinkler System | Globe Fire Sprinkler | 1/2" Concealed Type Sprinkler | J (5.0 Bulb) | UL | -
Automatic Fixed Installation using Water | Sprinkler System | Globe Fire Sprinkler | 1/2" Concealed Type Sprinkler | J (8.0 Bulb) | UL | -
Automatic Fixed Installation using Water | Sprinkler System | Globe Fire Sprinkler Corp. | (5mm bulb) Sprinkler - J Conventional Upright & Pendent (Old Style) 17/32" |  |  | -
Automatic Fixed Installation using Water | Sprinkler System | Globe Fire Sprinkler Corp. | Sprinkler - G Recessed 1/2" |  |  | -
Automatic Fixed Installation using Water | Sprinkler System | Globe Fire Sprinkler Corp. | Sprinkler - G Dry Pendent 1/2" |  |  | -
Automatic Fixed Installation using Water | Sprinkler System | Globe Fire Sprinkler Corp. | Sprinkler - G Large Orifice Upright & Pendent 1/2" |  |  | -
Automatic Fixed Installation using Water | Sprinkler System | Globe Fire Sprinkler Corp. | Sprinkler - G Large Orifice Upright & Pendent 3/4" |  |  | -
Automatic Fixed Installation using Water | Sprinkler System | Globe Fire Sprinkler Corp. | (0.5 Bulb) Large Orifice Sprinkler - J Upright, Pendent 3/4" |  | UL | -
Automatic Fixed Installation using Water | Sprinkler System | Globe Fire Sprinkler Corp. | Extended Coverage Sprinkler - J-46 Horizontal Sidewall, Recessed 17/32" |  | UL | -
Automatic Fixed Installation using Water | Sprinkler System | Globe Fire Sprinkler Corp. | Extended Coverage Sprinkler - J-612 Horizontal Sidewall, Recessed 17/32" |  | UL | -
Automatic Fixed Installation using Water | Sprinkler System | Globe Fire Sprinkler Corp. | Extended Coverage Sprinkler - J-1220 Horizontal Sidewall, Recessed 17/32" |  | UL | -
Automatic Fixed Installation using Water | Sprinkler System | Globe Fire Sprinkler Corp. | Quick Response Extended Coverage Sprinkler - J-46 Recessed, Horizontal Sidewall 17/32" |  | UL | -
Automatic Fixed Installation using Water | Sprinkler System | Globe Fire Sprinkler Corp. | Quick Response Extended Coverage Sprinkler - J612 Recessed, Horizontal Sidewall 17/32" |  | UL | -
Automatic Fixed Installation using Water | Sprinkler System | Globe Fire Sprinkler Corp. | Quick Response Sprinkler - J Upright 17/32" |  | UL | -
Automatic Fixed Installation using Water | Sprinkler System | Globe Fire Sprinkler Corp. | Corrosive Resistant Sprinkler - J With Lead Coating 17/32" |  | UL | -
Automatic Fixed Installation using Water | Sprinkler System | Globe Fire Sprinkler Corp. | Corrosive Resistant Sprinkler - J With Wax Over Lead Coating 17/32" |  | UL | -
Automatic Fixed Installation using Water | Sprinkler System | Globe Fire Sprinkler Corp. | (5mm bulb) Sprinkler - J Conventional Upright & Pendent (Old Style) 1/2" |  |  | -
Automatic Fixed Installation using Water | Sprinkler System | Globe Fire Sprinkler Corp. | Early Suppression Fast Response Sprinkler | ESFR-14 | UL 1767 | -
Automatic Fixed Installation using Water | Sprinkler System | Globe Fire Sprinkler Corp. | 2 1/2" | F | ML, UL | -
Automatic Fixed Installation using Water | Sprinkler System | Globe Fire Sprinkler Corp. | 4" | F | ML, UL | -
Automatic Fixed Installation using Water | Sprinkler System | Globe Fire Sprinkler Corp. | 6" | F | ML, UL | -
Automatic Fixed Installation using Water | Sprinkler System | Globe Fire Sprinkler Corp. | Quick Response/Concealed | GL2804 | UL 199 | -
Automatic Fixed Installation using Water | Sprinkler System | Globe Fire Sprinkler Corp. | Quick Response/Horizontal Sidewall | GL2826 | UL 199 | -
Automatic Fixed Installation using Water | Sprinkler System | Globe Fire Sprinkler Corp. | Standard Response/Pendent | GL2851 | UL 199 | -
Automatic Fixed Installation using Water | Sprinkler System | Globe Fire Sprinkler Corp. | Standard Response/Concealed | GL2854 | UL 199 | -
Automatic Fixed Installation using Water | Sprinkler System | Globe Fire Sprinkler Corp. | Standard Response/Upright | GL2861 | UL 199 | -
Automatic Fixed Installation using Water | Sprinkler System | Globe Fire Sprinkler Corp. | Standard Response/Horizontal Sidewall | GL2870 | UL 199 | -
Automatic Fixed Installation using Water | Sprinkler System | Globe Fire Sprinkler Corp. | Quick Response/Concealed | GL4204 | UL 199 | -
Automatic Fixed Installation using Water | Sprinkler System | Globe Fire Sprinkler Corp. | Quick Response/Horizontal Sidewall | GL4226 | UL 199 | -
Automatic Fixed Installation using Water | Sprinkler System | Globe Fire Sprinkler Corp. | Standard Response/Pendent | GL4251 | UL 199 | -
Automatic Fixed Installation using Water | Sprinkler System | Globe Fire Sprinkler Corp. | Standard Response/Concealed | GL4254 | UL 199 | -
Automatic Fixed Installation using Water | Sprinkler System | Globe Fire Sprinkler Corp. | Standard Response/Upright | GL4261 | UL 199 | -
Automatic Fixed Installation using Water | Sprinkler System | Globe Fire Sprinkler Corp. | Standard Response/Horizontal Sidewall | GL4270 | UL 199 | -
Automatic Fixed Installation using Water | Sprinkler System | Globe Fire Sprinkler Corp. | Quick Response/Pendent | GL5601 | UL 199 | -
Automatic Fixed Installation using Water | Sprinkler System | Globe Fire Sprinkler Corp. | Quick Response/Pendent | GL5602 | UL 199 | -
Automatic Fixed Installation using Water | Sprinkler System | Globe Fire Sprinkler Corp. | Quick Response/Concealed | GL5604 | UL 199 | -
Automatic Fixed Installation using Water | Sprinkler System | Globe Fire Sprinkler Corp. | Quick Response/Concealed | GL5605 | UL 199 | -
Automatic Fixed Installation using Water | Sprinkler System | Globe Fire Sprinkler Corp. | Quick Response/Concealed Horizontal Sidewall (Extended Coverage) | GL5613 | UL 199 | -
Automatic Fixed Installation using Water | Sprinkler System | Globe Fire Sprinkler Corp. | Quick Response/Upright | GL5615 | UL 199 | -
Automatic Fixed Installation using Water | Sprinkler System | Globe Fire Sprinkler Corp. | Quick Response/Upright | GL5616 | UL 199 | -
Automatic Fixed Installation using Water | Sprinkler System | Globe Fire Sprinkler Corp. | Quick Response/Intermediate Level Upright | GL5617 | UL 199 | -
Automatic Fixed Installation using Water | Sprinkler System | Globe Fire Sprinkler Corp. | Quick Response/Horizontal Sidewall | GL5626 | UL 199 | -
Automatic Fixed Installation using Water | Sprinkler System | Globe Fire Sprinkler Corp. | Quick Response/Horizontal Sidewall (Extended Coverage) | GL5628 | UL 199 | -
Automatic Fixed Installation using Water | Sprinkler System | Globe Fire Sprinkler Corp. | Quick Response/Vertical Sidewall | GL5632 | UL 199 | -
Automatic Fixed Installation using Water | Sprinkler System | Globe Fire Sprinkler Corp. | Standard Response/Pendent | GL5651 | UL 199 | -
Automatic Fixed Installation using Water | Sprinkler System | Globe Fire Sprinkler Corp. | Standard Response/Concealed | GL5654 | UL 199 | -
Automatic Fixed Installation using Water | Sprinkler System | Globe Fire Sprinkler Corp. | Standard Response/Upright | GL5661 | UL 199 | -
Automatic Fixed Installation using Water | Sprinkler System | Globe Fire Sprinkler Corp. | Standard Response/Intermediate Level Upright | GL5663 | UL 199 | -
Automatic Fixed Installation using Water | Sprinkler System | Globe Fire Sprinkler Corp. | Standard Response/Horizontal Sidewall | GL5670 | UL 199 | -
Automatic Fixed Installation using Water | Sprinkler System | Globe Fire Sprinkler Corp. | Standard Response/Vertical Sidewall | GL5675 | UL 199 | -
Automatic Fixed Installation using Water | Sprinkler System | Globe Fire Sprinkler Corp. | Quick Response/Intermediate Level Upright | GL8018 | UL 199 | -
Automatic Fixed Installation using Water | Sprinkler System | Globe Fire Sprinkler Corp. | Quick Response/Pendent | GL8101 | UL 199 | -
Automatic Fixed Installation using Water | Sprinkler System | Globe Fire Sprinkler Corp. | Quick Response/Consealed Pendent (Extended Coverage) | GL8104 | UL 199 | -
Automatic Fixed Installation using Water | Sprinkler System | Globe Fire Sprinkler Corp. | Quick Response/Pendent | GL8106 | UL 199 | -
Automatic Fixed Installation using Water | Sprinkler System | Globe Fire Sprinkler Corp. | Quick Response/Concealed Horizontal Sidewall (Extended Coverage) | GL8113 | UL 199 | -
Automatic Fixed Installation using Water | Sprinkler System | Globe Fire Sprinkler Corp. | Quick Response/Upright | GL8115 | UL 199 | -
Automatic Fixed Installation using Water | Sprinkler System | Globe Fire Sprinkler Corp. | Quick Response/Intermediate Level Upright | GL8117 | UL 199 | -
Automatic Fixed Installation using Water | Sprinkler System | Globe Fire Sprinkler Corp. | Quick Response/Upright | GL8118 | UL 199 | -
Automatic Fixed Installation using Water | Sprinkler System | Globe Fire Sprinkler Corp. | Quick Response/Intermediate Level Upright | GL8120 | UL 199 | -
Automatic Fixed Installation using Water | Sprinkler System | Globe Fire Sprinkler Corp. | Quick Response/Consealed | GL8121 | UL 199 | -
Automatic Fixed Installation using Water | Sprinkler System | Globe Fire Sprinkler Corp. | Quick Response/Horizontal Sidewall | GL8127 | UL 199 | -
Automatic Fixed Installation using Water | Sprinkler System | Globe Fire Sprinkler Corp. | Standard Response/Horizontal Sidewall (Extended Coverage) | GL8128 | UL 199 | -
Automatic Fixed Installation using Water | Sprinkler System | Globe Fire Sprinkler Corp. | Standard Response/Recessed Horizontal Sidewall (Extended Coverage) | GL8128 | UL 199 | -
Automatic Fixed Installation using Water | Sprinkler System | Globe Fire Sprinkler Corp. | Quick Response/Horizontal Sidewall (Extended Coverage) | GL8128 | UL 199 | -
Automatic Fixed Installation using Water | Sprinkler System | Globe Fire Sprinkler Corp. | Quick Response/Recessed Horizontal Sidewall (Extended Coverage) | GL8128 | UL 199 | -
Automatic Fixed Installation using Water | Sprinkler System | Globe Fire Sprinkler Corp. | Quick Response/Vertical Sidewall | GL8133 | UL 199 | -
Automatic Fixed Installation using Water | Sprinkler System | Globe Fire Sprinkler Corp. | Standard Response/Pendent | GL8151 | UL 199 | -
Automatic Fixed Installation using Water | Sprinkler System | Globe Fire Sprinkler Corp. | Standard Response/Pendent | GL8156 | UL 199 | -
Automatic Fixed Installation using Water | Sprinkler System | Globe Fire Sprinkler Corp. | Standard Response/Intermediate Level Upright | GL8158 | UL 199 | -
Automatic Fixed Installation using Water | Sprinkler System | Globe Fire Sprinkler Corp. | Standard Response/Upright | GL8161 | UL 199 | -
Automatic Fixed Installation using Water | Sprinkler System | Globe Fire Sprinkler Corp. | Standard Response/Intermediate Level Upright | GL8163 | UL 199 | -
Automatic Fixed Installation using Water | Sprinkler System | Globe Fire Sprinkler Corp. | Standard Response/Upright | GL8164 | UL 199 | -
Automatic Fixed Installation using Water | Sprinkler System | Globe Fire Sprinkler Corp. | Standard Response/Concealed | GL8169 | UL 199 | -
Automatic Fixed Installation using Water | Sprinkler System | Globe Fire Sprinkler Corp. | Standard Response/Horizontal Sidewall | GL8171 | UL 199 | -
Automatic Fixed Installation using Water | Sprinkler System | Globe Fire Sprinkler Corp. | Standard Response/Horizontal Sidewall (Extended Coverage) | GL8174 | UL 199 | -
Automatic Fixed Installation using Water | Sprinkler System | Globe Fire Sprinkler Corp. | Standard Response/Recessed Horizontal Sidewall (Extended Coverage) | GL8174 | UL 199 | -
Automatic Fixed Installation using Water | Sprinkler System | Globe Fire Sprinkler Corp. | Standard Response/Vertical Sidewall | GL8176 | UL 199 | -
Automatic Fixed Installation using Water | Sprinkler System | Globe Fire Sprinkler Corp. | 4" | H1 | UL | -
Automatic Fixed Installation using Water | Sprinkler System | Globe Fire Sprinkler Corp. | Standard Response Spray Adjustable Concealed Pendent 155◦F | HC | UL, ML | -
Automatic Fixed Installation using Water | Sprinkler System | Globe Fire Sprinkler Corp. | Standard Response Spray Adjustable Concealed Pendent 200◦F | HC | UL, ML | -
Automatic Fixed Installation using Water | Sprinkler System | Globe Fire Sprinkler Corp. | Standard Response Spray Adjustable Concealed Pendent 155◦F | HC-QR | UL, ML | -
Automatic Fixed Installation using Water | Sprinkler System | Globe Fire Sprinkler Corp. | Standard Response Spray Adjustable Concealed Pendent 200◦F | HC-QR | UL, ML | -
Automatic Fixed Installation using Water | Sprinkler System | Globe Fire Sprinkler Corp. | Concealed 1/2" | J(3.0 Bulb) Sprinklers | UL | -
Automatic Fixed Installation using Water | Sprinkler System | Globe Fire Sprinkler Corp. | Quick Response Conventional (Old-style) 17/32" | J(3.0 Bulb) Sprinklers | UL | -
Automatic Fixed Installation using Water | Sprinkler System | Globe Fire Sprinkler Corp. | SR Upright & Pendent | J(3.0 Bulb) Sprinklers | UL | -
Automatic Fixed Installation using Water | Sprinkler System | Globe Fire Sprinkler Corp. | SR Upright & Pendent | J(3.0 Bulb) Sprinklers | UL | -
Automatic Fixed Installation using Water | Sprinkler System | Globe Fire Sprinkler Corp. | SR Upright | J(3.0 Bulb) Sprinklers | UL | -
Automatic Fixed Installation using Water | Sprinkler System | Globe Fire Sprinkler Corp. | Quick Response Conventional (Old-style) 1/2" | J(5.0 Bulb) Dry-type Sprinklers | UL | -
Automatic Fixed Installation using Water | Sprinkler System | Globe Fire Sprinkler Corp. | Upright Pendent Horizontal Sidewall 1/2" | J(5.0 Bulb) Dry-type Sprinklers | UL | -
Automatic Fixed Installation using Water | Sprinkler System | Globe Fire Sprinkler Corp. | Upright Pendent Horizontal Sidewall 1/2" | J(5.0 Bulb) Dry-type Sprinklers | UL | -
Automatic Fixed Installation using Water | Sprinkler System | Globe Fire Sprinkler Corp. | Recessed Pendent, Recess Horizontial Sidewall 1/2" | J(5.0 Bulb) Dry-type Sprinklers | UL | -
Automatic Fixed Installation using Water | Sprinkler System | Globe Fire Sprinkler Corp. | Concealed 1/2" | J(5.0 Bulb) Dry-type Sprinklers | UL | -
Automatic Fixed Installation using Water | Sprinkler System | Globe Fire Sprinkler Corp. | Concealed 1/2" | J(5.0 Bulb) Dry-type Sprinklers | UL | -
Automatic Fixed Installation using Water | Sprinkler System | Globe Fire Sprinkler Corp. | Concealed 1/2" | J(5.0 Bulb) Dry-type Sprinklers | UL | -
Automatic Fixed Installation using Water | Sprinkler System | Globe Fire Sprinkler Corp. | Concealed 1/2" | J(5.0 Bulb) Dry-type Sprinklers | UL | -
Automatic Fixed Installation using Water | Sprinkler System | Globe Fire Sprinkler Corp. | SR Upright & Pendent | J(5.0 Bulb) Dry-type Sprinklers | UL | -
Automatic Fixed Installation using Water | Sprinkler System | Globe Fire Sprinkler Corp. | SR Upright & Pendent | J(5.0 Bulb) Dry-type Sprinklers | UL | -
Automatic Fixed Installation using Water | Sprinkler System | Globe Fire Sprinkler Corp. | SR Upright | J(5.0 Bulb) Dry-type Sprinklers | UL | -
Automatic Fixed Installation using Water | Sprinkler System | Globe Fire Sprinkler Corp. | SR Recessed Pendent | J(5.0 Bulb) Dry-type Sprinklers | UL | -
Automatic Fixed Installation using Water | Sprinkler System | Globe Fire Sprinkler Corp. | SR Recessed Pendent | J(5.0 Bulb) Dry-type Sprinklers | UL | -
Automatic Fixed Installation using Water | Sprinkler System | Globe Fire Sprinkler Corp. | SR Recessed Pendent | J(5.0 Bulb) Dry-type Sprinklers | UL | -
Automatic Fixed Installation using Water | Sprinkler System | Globe Fire Sprinkler Corp. | Upright, Pendent 1/2" | J(8.0 Bulb) Sprinklers | UL | -
Automatic Fixed Installation using Water | Sprinkler System | Globe Fire Sprinkler Corp. | Upright, Pendent 3/4" | J(8.0 Bulb) Sprinklers | UL | -
Automatic Fixed Installation using Water | Sprinkler System | Globe Fire Sprinkler Corp. | Horizontail Sidewall 1/2" | J(8.0 Bulb) Sprinklers | UL | -
Automatic Fixed Installation using Water | Sprinkler System | Globe Fire Sprinkler Corp. | Recessed 1/2" | J(8.0 Bulb) Sprinklers | UL | -
Automatic Fixed Installation using Water | Sprinkler System | Globe Fire Sprinkler Corp. | Concealed 3/8" | J(8.0 Bulb) Sprinklers | UL | -
Automatic Fixed Installation using Water | Sprinkler System | Globe Fire Sprinkler Corp. | Concealed 7/16" | J(8.0 Bulb) Sprinklers | UL | -
Automatic Fixed Installation using Water | Sprinkler System | Globe Fire Sprinkler Corp. | Concealed 1/2" | J(8.0 Bulb) Sprinklers | UL | -
Automatic Fixed Installation using Water | Sprinkler System | Globe Fire Sprinkler Corp. | Concealed 1/2" | J(8.0 Bulb) Sprinklers | UL | -
Automatic Fixed Installation using Water | Sprinkler System | Globe Fire Sprinkler Corp. | Sprinkler Guard | JG |  | -
Automatic Fixed Installation using Water | Sprinkler System | Globe Fire Sprinkler Corp. | Rack Storage Sprinkler with Guard | JGS |  | -
Automatic Fixed Installation using Water | Sprinkler System | Globe Fire Sprinkler Corp. | Flush Pendent, Quick Response Sprinkler | Millenium | UL 199 | -
Automatic Fixed Installation using Water | Sprinkler System | Globe Fire Sprinkler Corp. | Dry Sprinklers in Pendent, Recessed Pendent, Upright, Horizontal, Vertical Sidewall, Conceal 1" NPT | ND | UL 199 | -
Automatic Fixed Installation using Water | Sprinkler System | Globe Fire Sprinkler Corp. | Dry Sprinklers in Pendent, Recessed Pendent, Upright, Horizontal, Vertical Sidewall, Conceal 3/4" NPT | ND | UL 199 | -
Automatic Fixed Installation using Water | Sprinkler System | Globe Fire Sprinkler Corp. | 1/2" | QR | UL | -
Automatic Fixed Installation using Water | Sprinkler System | Globe Fire Sprinkler Corp. | 3/8" | QR | UL | -
Automatic Fixed Installation using Water | Sprinkler System | Globe Fire Sprinkler Corp. | 7/16" | QR | UL | -
Automatic Fixed Installation using Water | Sprinkler System | Globe Fire Sprinkler Corp. | Window Sprinkler | WS 1/2" | UL 199 | -
Automatic Fixed Installation using Water | Sprinkler System | Globe Fire Sprinkler Corp. | Window Sprinkler | WS 1/8" | UL 199 | -
Automatic Fixed Installation using Water | Sprinkler System | Globe Fire Sprinkler Corp. | Window Sprinkler | WS 17/32" | UL 199 | -
Automatic Fixed Installation using Water | Sprinkler System | Globe Fire Sprinkler Corp. | Window Sprinkler | WS 3/8" | UL 199 | -
Automatic Fixed Installation using Water | Sprinkler System | Globe Fire Sprinkler Corp. | Window Sprinkler | WS 5/16" | UL 199 | -
Automatic Fixed Installation using Water | Sprinkler System | Globe Fire Sprinkler Corp. | Window Sprinkler | WS 5/8" | UL 199 | -
Automatic Fixed Installation using Water | Sprinkler System | Globe Fire Sprinkler Corp. | Window Sprinkler | WS 7/16" | UL 199 | -
Automatic Fixed Installation using Water | Sprinkler System | Globe Fire Sprinkler Corp. | Recessed pendent, chrome plated 1/2" | ZN | UL | -
Automatic Fixed Installation using Water | Sprinkler System | Globe Sprinklers Europa S.A. | Conventional (CU/P) Sprinkler | JN (5mm Bulb) | LPS 1039 III | -
Automatic Fixed Installation using Water | Sprinkler System | Globe Sprinklers Europa S.A. | Upright (SU) Sprinkler | JN (5mm Bulb) | LPS 1039 III | -
Automatic Fixed Installation using Water | Sprinkler System | Globe Sprinklers Europa S.A. | Pendent Spray (SP) Sprinkler | JN (5mm Bulb) | LPS 1039 III | -
Automatic Fixed Installation using Water | Sprinkler System | Grinnel | Extended coverage, sidewall Sprinkler | 1F950/Q-48 | UL | -
Automatic Fixed Installation using Water | Sprinkler System | Grinnel | Extended coverage, sidewall Sprinkler | F950/Q-48 | UL | -
Automatic Fixed Installation using Water | Sprinkler System | Grinnell | Foam-Water Sprinkler | B-1 | UL | -
Automatic Fixed Installation using Water | Sprinkler System | Grinnell | Grinnell Horizontal Sidewall Sprinkler | F993 | UL | -
Automatic Fixed Installation using Water | Sprinkler System | Grinnell Corp. | upright, pendent, horizontal sidewall, vertical sidewall, old style, recessed pendent, extended coverage horizontal sidewall sprinkler( orifice: 3/8" bulb size: 3mm, 5mm ) | A | UL 199 | -
Automatic Fixed Installation using Water | Sprinkler System | Grinnell Corp. | upright, pendent, horizontal sidewall, vertical sidewall, old style, recessed pendent, extended coverage horizontal sidewall sprinkler( orifice: 1/2" bulb size: 3mm, 5mm ) | A | UL 199 | -
Automatic Fixed Installation using Water | Sprinkler System | Grinnell Corp. | upright, pendent, horizontal sidewall, vertical sidewall, old style, recessed pendent, extended coverage horizontal sidewall sprinkler( orifice: 17/32" bulb size: 3mm, 5mm ) | A | UL 199 | -
Automatic Fixed Installation using Water | Sprinkler System | Grinnell Corp. | extended coverage horizontal and recessed horizontal sidewall sprinklers for installation 4-12" below the ciling( orifice: 17/32" bulb size: 3mm, 5mm ) | A | UL 199 | -
Automatic Fixed Installation using Water | Sprinkler System | Grinnell Corp. | extended coverage horizontal and recessed horizontal sidewall sprinklers for installation 4-12" below the ciling( orifice: 1/2" bulb size: 3mm, 5mm ) | A | UL 199 | -
Automatic Fixed Installation using Water | Sprinkler System | Grinnell Corp. | horizontal sidewall sprinkler with large button( orifice: 1/2" bulb size: 3mm, 5mm ) | A | UL 199 | -
Automatic Fixed Installation using Water | Sprinkler System | Grinnell Corp. | upright sprinklers utilising SSU-5 deflector( orifice: 1/2" bulb size: 5mm ) | A | UL 199 | -
Automatic Fixed Installation using Water | Sprinkler System | Grinnell Corp. | universal horizontal and recessed sidewall sprinkler for installation 4-12" below the ceiling( orifice: 1/2" bulb size: 3mm, 5mm ) | A-Q71 | UL 199 | -
Automatic Fixed Installation using Water | Sprinkler System | Grinnell Corp. | Pendent Style Early Suppression Fast Response Sprinkler (orifice size: 3/4") | ESFR-1 | UL 1767 | -
Automatic Fixed Installation using Water | Sprinkler System | Grinnell Corp. | Fusible Type, Pendent, Early Suppression Fast Response Sprinkler | ESFR-25 | FMRC 2008 | -
Automatic Fixed Installation using Water | Sprinkler System | Grinnell Corp. | 15mm Adjustable Concealed Glass-bulb Sprinkler | F 690 | LPS 1039 III | -
Automatic Fixed Installation using Water | Sprinkler System | Grinnell Corp. | 15mm Adjustable Concealed Glass-bulb Sprinkler | F 692 | LPS 1039 III | -
Automatic Fixed Installation using Water | Sprinkler System | Grinnell Corp. | Standard Upright Sprinkler (orifice size: 064", bulb size: 5mm) | F892 | FMRC 2000 | -
Automatic Fixed Installation using Water | Sprinkler System | Grinnell Corp. | Upright Quick Response Sprinkler | F892QR | FMRC 2000 | -
Automatic Fixed Installation using Water | Sprinkler System | Grinnell Corp. | On/Off Type Standard Response Pendent Automatic Sprinkler (orifice size: 1/2") | F927 | FMRC 2000 | -
Automatic Fixed Installation using Water | Sprinkler System | Grinnell Corp. | Quick Response Adjustable Concealed Sprinkler (orifice size: 1/2" bulb size: 3mm) | F975 | UL 199 | -
Automatic Fixed Installation using Water | Sprinkler System | Grinnell Corp. | Quick Response Dry Pendent, Recessed, Upright Sprinkler | S170 | UL 199 | -
Automatic Fixed Installation using Water | Sprinkler System | Grinnell Corp. | Quick Response Dry Horizontal Sidewall Sprinkler | S176 | UL 199 | -
Automatic Fixed Installation using Water | Sprinkler System | Grinnell Corp. | Quick Response Dry Extended Coverage Horizontal Sidewall Sprinkler | S178 | UL 199 | -
Automatic Fixed Installation using Water | Sprinkler System | Grinnell Corportation | On/Off type Standard Response, Pendent Automatic Sprinkler 1/2" | "Grinnell/Gem" Model F927 | FMRC 2000 | -
Automatic Fixed Installation using Water | Sprinkler System | Grinnell Corportation | Early Suppression Fast Response Sprinklers (K Factor-14.4) Pendent 1/2" | ESFR-1 |  | -
Automatic Fixed Installation using Water | Sprinkler System | Grinnell Corportation | Standard Response Sprinklers Pendent 1/2" | F905 |  | -
Automatic Fixed Installation using Water | Sprinkler System | Grinnell Corportation | Standard Response Sprinklers Horizontal Sidewall 1/2" | F906 |  | -
Automatic Fixed Installation using Water | Sprinkler System | Grinnell Corportation | Automatic Sprinklers Concealed 1/2" | F946 |  | -
Automatic Fixed Installation using Water | Sprinkler System | Grinnell Corportation | Extended coverage sprinklers Horizontal side wall 1/2" | F950/Q48 |  | -
Automatic Fixed Installation using Water | Sprinkler System | Grinnell Corportation | Extended coverage sprinklers Horizontal side wall 17/32" | F950/Q48 |  | -
Automatic Fixed Installation using Water | Sprinkler System | Grinnell Corportation | Dry Pendent Sprinkler 1/2" | F960 | UL | -
Automatic Fixed Installation using Water | Sprinkler System | Grinnell Corportation | Concealed Sprinkler 1/2" | F976 | UL | -
Automatic Fixed Installation using Water | Sprinkler System | Grinnell Corportation | Automatic Sprinklers Penden, Upright 1/2" | F982 |  | -
Automatic Fixed Installation using Water | Sprinkler System | Grinnell Corportation | Extended Coverage & Quick Response Sprinklers Pendent 1/2" | F992 |  | -
Automatic Fixed Installation using Water | Sprinkler System | Grinnell Corportation | Sprinklers Pendent 1/2" | F995 |  | -
Automatic Fixed Installation using Water | Sprinkler System | Grinnell Corportation | Sprinklers Horizontail Sidewall 1/2" | F996 |  | -
Automatic Fixed Installation using Water | Sprinkler System | Grinnell Corportation | Automatic Sidewall Sprinkler (Horizontal) 1/2" | Fp950/Q-46 | UL, FMR | -
Automatic Fixed Installation using Water | Sprinkler System | Grinnell Corportation | Quick Response Extended Coverage Sprinklers, Pendent, Upright, 1/2", | FR-1 |  | -
Automatic Fixed Installation using Water | Sprinkler System | Grinnell Corportation | Quick Response Extended Coverage Sprinklers, Pendent, Upright, 17/32", | FR-1 |  | -
Automatic Fixed Installation using Water | Sprinkler System | Grinnell Corportation | Quick Response Extended Coverage Sprinklers, Horizontal Sidewall, 1/2", | FR-1 |  | -
Automatic Fixed Installation using Water | Sprinkler System | Grinnell Corportation | Quick Response Extended Coverage Sprinklers, Horizontal Sidewall, 17/32", | FR-1 |  | -
Automatic Fixed Installation using Water | Sprinkler System | Grinnell Corportation | Quick Response Extended Coverage Sprinklers - Horizontal Sidewall 1/2" | FR-1 |  | -
Automatic Fixed Installation using Water | Sprinkler System | Grinnell Corportation | Quick Response Extended Coverage Sprinklers - Horizontal Sidewall 1/2" | Q-46 |  | -
Automatic Fixed Installation using Water | Sprinkler System | Grinnell Corportation | Cornice and Window type Sprinkler - A - 1/4" |  |  | -
Automatic Fixed Installation using Water | Sprinkler System | Grinnell Corportation | Cornice and Window type Sprinkler - A - 5/16" |  |  | -
Automatic Fixed Installation using Water | Sprinkler System | Grinnell Corportation | Cornice and Window type Sprinkler - A - 3/8"" |  |  | -
Automatic Fixed Installation using Water | Sprinkler System | Grinnell Corportation | Cornice and Window type Sprinkler - B - 1/4" |  |  | -
Automatic Fixed Installation using Water | Sprinkler System | Grinnell Corportation | Cornice and Window type Sprinkler - B - 5/16" |  |  | -
Automatic Fixed Installation using Water | Sprinkler System | Grinnell Corportation | Cornice and Window type Sprinkler - B - 3/8"" |  |  | -
Automatic Fixed Installation using Water | Sprinkler System | Grinnell Fire Protection System Co | Gem Sidewall Sprinkler | D | UL | -
Automatic Fixed Installation using Water | Sprinkler System | Grinnell Fire Protection System Co Inc. | On-off Sprinkler Head | F920C |  | -
Automatic Fixed Installation using Water | Sprinkler System | Grinnell Fire Protection System Co Inc. | On-off Sprinkler Head | F922 |  | -
Automatic Fixed Installation using Water | Sprinkler System | Grinnell Fire Protection System Co Inc. | Dry Horizontal Sidewall Sprinkler (bulb size: 5mm ,orifice szie: 1/2") | F960/Q-46 | UL 199 | -
Automatic Fixed Installation using Water | Sprinkler System | Grinnell Fire Protection System Co Inc. | Dry Horizontal Sidewall Sprinkler (bulb size: 5mm ,orifice szie: 1/2") | F960/Q-48 | UL 199 | -
Automatic Fixed Installation using Water | Sprinkler System | Grinnell Fire Protection System Co Inc. | Dry Horizontal Sidewall Sprinkler (bulb size: 3mm ,orifice szie: 1/2") | F960/Q-48 | UL 199 | -
Automatic Fixed Installation using Water | Sprinkler System | GW Sprinkler A/S | Sprinkler Heads, Conventional Type CU/P), Orifice Size 15mm | GW-DD1 | LPS 1039 III | -
Automatic Fixed Installation using Water | Sprinkler System | GW Sprinkler A/S | Sprinkler Heads, Recessed Type (SR), Orifice Size 15mm | GW-DD1 | LPS 1039 III | -
Automatic Fixed Installation using Water | Sprinkler System | GW Sprinkler A/S | Sprinkler Heads, Pendent Spray Type (SP), Orifice Size 15mm | GW-DD1 | LPS 1039 III | -
Automatic Fixed Installation using Water | Sprinkler System | GW Sprinkler A/S | Sprinkler Heads, Upright Type (SU), Orifice Size 15mm | GW-DD1 | LPS 1039 III | -
Automatic Fixed Installation using Water | Sprinkler System | GW Sprinkler A/S | Horizontal Sidewall Extended Coverage Sprinkler | GW-DD-F2 | LPS 1039 I | -
Automatic Fixed Installation using Water | Sprinkler System | GW Sprinkler A/S Denmark | Sprinkler Head Spray Pattern upright (SU) orifice Size 10mm | GW-DD | FOC | -
Automatic Fixed Installation using Water | Sprinkler System | GW Sprinkler A/S Denmark | Sprinkler Head Spray Pattern pendent (SP) orifice Size 10mm | GW-DD | FOC | -
Automatic Fixed Installation using Water | Sprinkler System | GW Sprinkler A/S Denmark | Sprinkler Spray upright & pendent Orifice Size 10mm | GW-DD F1 |  | -
Automatic Fixed Installation using Water | Sprinkler System | GW Sprinkler A/S Denmark | Sprinkler Spray conventional upright & pendent, spray upright & pendent, sidewall upright & pendent Orifice Size 15mm | GW-DD F1 |  | -
Automatic Fixed Installation using Water | Sprinkler System | GW Sprinkler A/S Denmark | Sprinkler Spray conventional upright & pendent, spray upright & pendent Orifice Size 20mm | GW-DD F1 |  | -
Automatic Fixed Installation using Water | Sprinkler System | Hatsuta | Fusible Type C72 Downward Sprinkler Head | SP-CSSP | SU | -
Automatic Fixed Installation using Water | Sprinkler System | Hatsuta | Fusible Tyoe Upward Sprinkler | SP-GSU | SU | -
Automatic Fixed Installation using Water | Sprinkler System | JOMOS | 15mm Sidewall (upright & Pendent) Sprinklers |  | FOC | -
Automatic Fixed Installation using Water | Sprinkler System | JOMOS | 20mm Conventional Sprinkler | DBA | FOC | -
Automatic Fixed Installation using Water | Sprinkler System | JOMOS | 20mm Upright & Pendent Spray Sprinklers | DBP | FOC | -
Automatic Fixed Installation using Water | Sprinkler System | JOMOS | 20mm Upright & Pendent Spray Sprinklers | DBU | FOC | -
Automatic Fixed Installation using Water | Sprinkler System | JOMOS | 10mm Upright & Pendent Spray Sprinkler | DCP | FOC | -
Automatic Fixed Installation using Water | Sprinkler System | JOMOS | 10mm Upright & Pendent Spray Sprinkler | DCU | FOC | -
Automatic Fixed Installation using Water | Sprinkler System | Minimax GmbH | Twin Sprinkler | DS-1 | VdS 3020 | -
Automatic Fixed Installation using Water | Sprinkler System | Nanjing Fire Protection Technology Co Ltd. | Quick Response Horiizontal Sidewall Sprinkler | NX002+# | UL 199 | -
Automatic Fixed Installation using Water | Sprinkler System | Nanjing Fire Protection Technology Co Ltd. | Standard Response Upright Sprinkler | NX003 | UL 199 | -
Automatic Fixed Installation using Water | Sprinkler System | Nanjing Fire Protection Technology Co Ltd. | Quick Response Upright Sprinkler | NX004 | UL 199 | -
Automatic Fixed Installation using Water | Sprinkler System | Nanjing Fire Protection Technology Co Ltd. | Standard Response Pendent Sprinkler | NX005 | UL 199 | -
Automatic Fixed Installation using Water | Sprinkler System | Nanjing Fire Protection Technology Co Ltd. | Quick Response Pendent Sprinkler | NX006 | UL 199 | -
Automatic Fixed Installation using Water | Sprinkler System | Paradise Industry Co Ltd. | Upright Sprinkler | PI210 | UL 199 | -
Automatic Fixed Installation using Water | Sprinkler System | Paradise Industry Co Ltd. | Upright Sprinkler | PI211 | UL 199 | -
Automatic Fixed Installation using Water | Sprinkler System | Paradise Industry Co Ltd. | Pendent Sprinkler | PI220 | UL 199 | -
Automatic Fixed Installation using Water | Sprinkler System | Paradise Industry Co Ltd. | Pendent Sprinkler | PI221 | UL 199 | -
Automatic Fixed Installation using Water | Sprinkler System | Paradise Industry Co Ltd. | Pendent Sprinkler | PI222 | UL 199 | -
Automatic Fixed Installation using Water | Sprinkler System | Paradise Industry Co Ltd. | Conventional (Old Style Sprinkler) | PI230 | UL 199 | -
Automatic Fixed Installation using Water | Sprinkler System | Paradise Industry Co Ltd. | Conventional (Old Style Sprinkler) | PI231 | UL 199 | -
Automatic Fixed Installation using Water | Sprinkler System | Paradise Industry Co Ltd. | Horizontal Sidewall Sprinkler | PI240 | UL 199 | -
Automatic Fixed Installation using Water | Sprinkler System | Paradise Industry Co Ltd. | Horizontal Sidewall Sprinkler | PI241 | UL 199 | -
Automatic Fixed Installation using Water | Sprinkler System | Paradise Industry Co Ltd. | Flush Pendent, Fusible Element Type Standard Response Sprinkler | PI720 | UL 199 | -
Automatic Fixed Installation using Water | Sprinkler System | Protector Sprinkler Industrial Co Ltd. | Standard Response, Upright | PS001 | UL 199 | -
Automatic Fixed Installation using Water | Sprinkler System | Protector Sprinkler Industrial Co Ltd. | Standard Response, Pendent | PS002 | UL 199 | -
Automatic Fixed Installation using Water | Sprinkler System | Protector Sprinkler Industrial Co Ltd. | Standard Response, Recessed | PS002 | UL 199 | -
Automatic Fixed Installation using Water | Sprinkler System | Protector Sprinkler Industrial Co Ltd. | Standard Response, Concealed Pendent | PS003 | UL 199 | -
Automatic Fixed Installation using Water | Sprinkler System | Protector Sprinkler Industrial Co Ltd. | Standard Response, Concealed Pendent | PS003 | UL 199 | -
Automatic Fixed Installation using Water | Sprinkler System | Protector Sprinkler Industrial Co Ltd. | Quick Response, Upright | PS004 | UL 199 | -
Automatic Fixed Installation using Water | Sprinkler System | Protector Sprinkler Industrial Co Ltd. | Recessed Pendent, Quick Response Sprinkler Industrial Co Ltd. | PS004 | UL 199 | -
Automatic Fixed Installation using Water | Sprinkler System | Protector Sprinkler Industrial Co Ltd. | Quick Response, Pendent | PS005 | UL 199 | -
Automatic Fixed Installation using Water | Sprinkler System | Protector Sprinkler Industrial Co Ltd. | Quick Response, Concealed Pendednt | PS006 | UL 199 | -
Automatic Fixed Installation using Water | Sprinkler System | Reliable | Automatic Sprinklers | B | UL | -
Automatic Fixed Installation using Water | Sprinkler System | Reliable | SU, SP, S Automatic Sprinkler | C | UL | -
Automatic Fixed Installation using Water | Sprinkler System | Reliable | Sprinklers | F | UL | -
Automatic Fixed Installation using Water | Sprinkler System | Reliable | Sprinklers | F1 | UL | -
Automatic Fixed Installation using Water | Sprinkler System | Reliable | 10mm Spray Pendent Sprinklers | F1 | FOC | -
Automatic Fixed Installation using Water | Sprinkler System | Reliable | 15mm Spray Pendent Sprinklers | F1 | FOC | -
Automatic Fixed Installation using Water | Sprinkler System | Reliable | Horizontal Sidewall Sprinkler fitted with HSW-1 deflector | G | UL | -
Automatic Fixed Installation using Water | Sprinkler System | Reliable | Concealed Automatic Sprinklers | G1 | UL | -
Automatic Fixed Installation using Water | Sprinkler System | Reliable | Dry Sprinkler (Pendent, length: 2" to 36") | G3 | UL | -
Automatic Fixed Installation using Water | Sprinkler System | Senju | 15mm Upright and Pendent Sprinkler | FOC |  | -
Automatic Fixed Installation using Water | Sprinkler System | Senju Sprinkler Co Ltd. | Fusible Type, Flush Automatic Sprinkler 1/2" | ZN | FMRC 2000 | -
Automatic Fixed Installation using Water | Sprinkler System | Senju Sprinkler Co Ltd. | Flush Type Pendent Sprinkler | ZN | UL 199 | -
Automatic Fixed Installation using Water | Sprinkler System | Spraysafe | 15mm CU/P Sprinkler | B | FOC | -
Automatic Fixed Installation using Water | Sprinkler System | Spraysafe | 15mm SP Sprinkler | B | FOC | -
Automatic Fixed Installation using Water | Sprinkler System | Spraysafe | 15mm SU Sprinkler | B | FOC | -
Automatic Fixed Installation using Water | Sprinkler System | Spraysafe | 15mm WU/P Sprinkler | B | FOC | -
Automatic Fixed Installation using Water | Sprinkler System | Spraysafe | 15mm SF Sprinkler | B | FOC | -
Automatic Fixed Installation using Water | Sprinkler System | Spraysafe | Recessed Sprinkler | B15 SR | FOC | -
Automatic Fixed Installation using Water | Sprinkler System | Spraysafe | Sprinkler Head - 15mm CU/P | C | FOC | -
Automatic Fixed Installation using Water | Sprinkler System | Spraysafe | Sprinkler Head - 20mm CU/P | C | FOC | -
Automatic Fixed Installation using Water | Sprinkler System | Spraysafe | Mini-Décor Spray Pendent | M 10 | FOC | -
Automatic Fixed Installation using Water | Sprinkler System | Spraysafe | Mini-Décor Spray Pendent | M 15 | FOC | -
Automatic Fixed Installation using Water | Sprinkler System | Spraysafe | Mini Décor 15mm CU/P Detector | M15 | FOC | -
Automatic Fixed Installation using Water | Sprinkler System | Spraysafe | Concealed Sprinkler | SK | FOC | -
Automatic Fixed Installation using Water | Sprinkler System | Spraysafe Automatic Sprinkler Ltd. | Concealed Sprinkler | A 15mm SK | LPC | -
Automatic Fixed Installation using Water | Sprinkler System | Spraysafe Automatic Sprinkler Ltd. | Spraysafe 15mm Sprinkler | B | FOC | -
Automatic Fixed Installation using Water | Sprinkler System | Spraysafe Automatic Sprinkler Ltd. | Spraysafe Automatic Sprinklers | B | UL | -
Automatic Fixed Installation using Water | Sprinkler System | Spraysafe Automatic Sprinkler Ltd. | Spray Pendent, Upright Sprinkler | B |  | -
Automatic Fixed Installation using Water | Sprinkler System | Spraysafe Automatic Sprinkler Ltd. | Conventional Upright & Pendent | B |  | -
Automatic Fixed Installation using Water | Sprinkler System | Spraysafe Automatic Sprinkler Ltd. | 20mm Automatic Sprinkler | B | LPS 1039 II, LPS 1039 III | -
Automatic Fixed Installation using Water | Sprinkler System | Spraysafe Automatic Sprinkler Ltd. | Conventional Upright & Pendent, Spray Upright, Spray Pendent Sprinkler | BQ 15 | LPC | -
Automatic Fixed Installation using Water | Sprinkler System | Spraysafe Automatic Sprinkler Ltd. | Spray Pendent and Spray Upright 1/2" | S15 | FMRC | -
Automatic Fixed Installation using Water | Sprinkler System | Spraysafe Automatic Sprinkler Ltd. | Conventional "Old Style" 1/2" | S15 | UL 199 | -
Automatic Fixed Installation using Water | Sprinkler System | Spraysafe Automatic Sprinkler Ltd. | Upright Spray Sprinkler | SC10 | LPS 1039 III | -
Automatic Fixed Installation using Water | Sprinkler System | Spraysafe Automatic Sprinkler Ltd. | Pendent Spray Sprinkler | SC10 | LPS 1039 III | -
Automatic Fixed Installation using Water | Sprinkler System | Spraysafe Automatic Sprinkler Ltd. | Conventional Sprinkler | SC15 | LPS 1039 III | -
Automatic Fixed Installation using Water | Sprinkler System | Spraysafe Automatic Sprinkler Ltd. | Upright Spray Sprinkler | SC15 | LPS 1039 III | -
Automatic Fixed Installation using Water | Sprinkler System | Spraysafe Automatic Sprinkler Ltd. | Pendent Spray Sprinkler | SC15 | LPS 1039 III | -
Automatic Fixed Installation using Water | Sprinkler System | Spraysafe Automatic Sprinkler Ltd. | Recessed Sprinkler | SC15 | LPS 1039 III | -
Automatic Fixed Installation using Water | Sprinkler System | Spraysafe Automatic Sprinkler Ltd. | Universal Sidewall Sprinkler | SC15 | LPS 1039 III | -
Automatic Fixed Installation using Water | Sprinkler System | Spraysafe Automatic Sprinkler Ltd. | Spray Pendent Quick Respons Sprinkler | SFR 15 | LPC | -
Automatic Fixed Installation using Water | Sprinkler System | Spraysafe Automatic Sprinkler Ltd. | Spray Pendent Quick Respons Sprinkler | SFR 15 | LPC | -
Automatic Fixed Installation using Water | Sprinkler System | Spraysafe Automatic Sprinkler Ltd. | Conventional Pendent Quick Response Sprinkler | SFR 15 | LPC | -
Automatic Fixed Installation using Water | Sprinkler System | Spraysafe Automatic Sprinkler Ltd. | Conventional Pendent Quick Response Sprinkler | SFR 15 | LPC | -
Automatic Fixed Installation using Water | Sprinkler System | Spraysafe Automatic Sprinkler Ltd. | Upright, Pendent & Recessed Pendent Sprinkler | SQ15 | LPC | -
Automatic Fixed Installation using Water | Sprinkler System | Spraysafe Automatic Sprinkler Ltd. | Conventional "Old Style" 1/2" | SQ15 | UL 199 | -
Automatic Fixed Installation using Water | Sprinkler System | Spraysafe Automatic Sprinklers Ltd. | Open Pendent Spray Foam/Water Sprinkler | SS07F | LPS 1039 III, UL 162: 1989 | -
Automatic Fixed Installation using Water | Sprinkler System | Spraysafe Automatic Sprinklers Ltd. | Conventional Spray Automatic Spinkler | CU/P | LPS 1039 III | -
Automatic Fixed Installation using Water | Sprinkler System | Spraysafe Automatic Sprinklers Ltd. | Upright Spray Automatic Sprinkler | SFR | LPS 1039 III | -
Automatic Fixed Installation using Water | Sprinkler System | Spraysafe Automatic Sprinklers Ltd. | Pendent Spray Automatic Sprinkler | SP | LPS 1039 III | -
Automatic Fixed Installation using Water | Sprinkler System | Star | Extended Coverage Horizontal Sidewall Fusible Type Sprinkler | LD-2 |  | -
Automatic Fixed Installation using Water | Sprinkler System | Star Sprinkler Corp. | Quick Response upright Sprinkler | LD-2 | NFPA 15 | -
Automatic Fixed Installation using Water | Sprinkler System | Star Sprinkler Corp. | Quick Response pendent Sprinkler | LD-2 | NFPA 15 | -
Automatic Fixed Installation using Water | Sprinkler System | Star Sprinkler Corp. | Quick Response horizontal sidewall Sprinkler | LD-2 | NFPA 15 | -
Automatic Fixed Installation using Water | Sprinkler System | Star Sprinkler Corp. | Quick Response intermediate level Sprinkler | LD-2 | NFPA 15 | -
Automatic Fixed Installation using Water | Sprinkler System | Star Sprinkler Corp. | Quick Response SSP intermediate level Sprinkler | LD-2 | NFPA 15 | -
Automatic Fixed Installation using Water | Sprinkler System | Star Sprinkler Corp. | Quick Response pendent residential Sprinkler | LD-2 | NFPA 15 | -
Automatic Fixed Installation using Water | Sprinkler System | Star Sprinkler Corp. | Quick Response recessed residential Sprinkler | LD-2 | NFPA 15 | -
Automatic Fixed Installation using Water | Sprinkler System | Star Sprinkler Corp. | Concealed Flush Ceiling Pattern Sprinkler Heads | PH-1 |  | -
Automatic Fixed Installation using Water | Sprinkler System | Star Sprinkler Corp. | Adjustable Concealed Type Automatic Sprinkler | Q Quasar | UL 199 | -
Automatic Fixed Installation using Water | Sprinkler System | Star Sprinkler Corp. | Quick Response Adjustable Concealed Sprinkler finishes polished brass and chrome plated | QR-Q Quasar | UL 199 | -
Automatic Fixed Installation using Water | Sprinkler System | Star Sprinkler Corp. | Dry Pendent, Dry Pendent Recessed, Dry Upright Sprinkler | S170 | UL 199 | -
Automatic Fixed Installation using Water | Sprinkler System | Star Sprinkler Corp. | Quick Response Dry Pendent, Dry Pendent Recessed and Dry Upright Sprinkler | S170 | UL 199 | -
Automatic Fixed Installation using Water | Sprinkler System | Star Sprinkler Corp. | Dry Horizontal Sidewall Spray | S176 | UL 199 | -
Automatic Fixed Installation using Water | Sprinkler System | Star Sprinkler Corp. | Dry Horizontal Sidewall Sprinkler | S176 | UL 199 | -
Automatic Fixed Installation using Water | Sprinkler System | Star Sprinkler Corp. | Dry Extended Coverage Horizontal Sidewall Sprinkler | S178 | UL 199 | -
Automatic Fixed Installation using Water | Sprinkler System | Star Sprinkler Corp. | Dry Extended Coverage Horizontal Sidewall Sprinkler | S178 | UL 199 | -
Automatic Fixed Installation using Water | Sprinkler System | Star Sprinkler Corp. | Quick Response Standard Pendent Automatic Sprinkler finishes of plain brass and chromium plated | SG | FMRC Class 2020, 2017 | -
Automatic Fixed Installation using Water | Sprinkler System | Star Sprinkler Corp. | Quick Response Standard Upright Automatic Sprinkler finishes of plain brass and chromium plated | SG | FMRC 2020, 2016 | -
Automatic Fixed Installation using Water | Sprinkler System | Star Sprinkler Corp. | Standard Upright Automatic Sprinkler with finishes of plain brass and chromium plated | SG | FMRC Class 2000 | -
Automatic Fixed Installation using Water | Sprinkler System | Star Sprinkler Corp. | Standard Pendent Automatic Sprinkler in brass and chrome plated | SG | UL 199 | -
Automatic Fixed Installation using Water | Sprinkler System | Star Sprinkler Corp. | Standard Upright Automatic Sprinkler in brass or chrome plated | SG | UL 199 | -
Automatic Fixed Installation using Water | Sprinkler System | Star Sprinkler Corp. | Pendent, Pendent Recessed, Horizontal Sidewall and Recessed Horizontal Sidewall Sprinkler | SG | UL 1626 | -
Automatic Fixed Installation using Water | Sprinkler System | Star Sprinkler Corp. | Dry Upright Automatic Sprinkler | SG | FMRC Class 2000 | -
Automatic Fixed Installation using Water | Sprinkler System | Star Sprinkler Corp. | Dry Recessed Pendent Automatic Sprinkler | SG | FMRC 1995 | -
Automatic Fixed Installation using Water | Sprinkler System | Star Sprinkler Corp. (Grunau Sprinkler Mfg Co) | Concealed Sprinkler (pendent) 1/2" | H Unspoiler | UL | -
Automatic Fixed Installation using Water | Sprinkler System | Star Sprinkler Corp. (Grunau Sprinkler Mfg Co) | Intermediate Level Sprinkler (Upright and pendent) 1/2", 17/32" | ILD-2 | UL | -
Automatic Fixed Installation using Water | Sprinkler System | Star Sprinkler Corp. (Grunau Sprinkler Mfg Co) | Recessed Sprinkler (pendent) 1/2" | LD-2 | UL | -
Automatic Fixed Installation using Water | Sprinkler System | Star Sprinkler Corp. (Grunau Sprinkler Mfg Co) | Concealed Sprinkler (pendent) 1/2" | LD-2 | UL | -
Automatic Fixed Installation using Water | Sprinkler System | Star Sprinkler Corp. (Grunau Sprinkler Mfg Co) | Standard Horizontal Sidewall Sprinkler 1/2" | LD-2 | UL | -
Automatic Fixed Installation using Water | Sprinkler System | Star Sprinkler Corp. (Grunau Sprinkler Mfg Co) | Institutional Sprinkler 1/2" | PH-2 | UL | -
Automatic Fixed Installation using Water | Sprinkler System | Star Sprinkler Corp. (Grunau Sprinkler Mfg Co) | Automatic Sidewall Spray Nozzel 1.2" | PH-3 | UL | -
Automatic Fixed Installation using Water | Sprinkler System | The Reliable Automatic Sprinkler Co Inc. | Sprinkler (Upright, Pendent) (Orific 10mm) | F1 |  | -
Automatic Fixed Installation using Water | Sprinkler System | The Reliable Automatic Sprinkler Co Inc. | Conventional Upright & Pendent, Upright, Pendent Vertical Sidewall, Horizontal Sidewall) (Orific 15mnm) | F1 |  | -
Automatic Fixed Installation using Water | Sprinkler System | The Reliable Automatic Sprinkler Co Inc. | Recessed Sprinkler (Pendent) (Orific 10mm) | F1 |  | -
Automatic Fixed Installation using Water | Sprinkler System | The Reliable Automatic Sprinkler Co Inc. | Recessed Sprinkler (Pendent) (Orific 15mm) | F1 |  | -
Automatic Fixed Installation using Water | Sprinkler System | The Reliable Automatic Sprinkler Co Inc. | Standard Upright 17/32" Automatic Sprinkler | F1 | Class 2001, 2015, 2020 | -
Automatic Fixed Installation using Water | Sprinkler System | The Reliable Automatic Sprinkler Co Inc. | Standard Pendent 17/32" Automatic Sprinkler | F1 | Class 2001, 2015, 2020 | -
Automatic Fixed Installation using Water | Sprinkler System | The Reliable Automatic Sprinkler Co Inc. | Standard Recessed 17/32" Automatic Sprinkler | F1 | Class 2001, 2015, 2020 | -
Automatic Fixed Installation using Water | Sprinkler System | The Reliable Automatic Sprinkler Co Inc. | Bulb Type Sidewall Sprinkler (Upright,Pendent, Horizontal) (Orifice Size 15mm) | F-1 |  | -
Automatic Fixed Installation using Water | Sprinkler System | The Reliable Automatic Sprinkler Co Inc. | Extended Coverage Horizontal Sidewall Sprinkler 17/32" | F1/EC | UL 199, UL 1626 | -
Automatic Fixed Installation using Water | Sprinkler System | The Reliable Automatic Sprinkler Co Inc. | Extended Coverage Recessed Horizontal Sidewall Sprinkler 17/32" | F1/EC | UL 199, UL 1626 | -
Automatic Fixed Installation using Water | Sprinkler System | The Reliable Automatic Sprinkler Co Inc. | Extended Coverage Pendent and Recessed Pendent Sprinkler 1/2" | F1/EC | UL 199, UL 1626 | -
Automatic Fixed Installation using Water | Sprinkler System | The Reliable Automatic Sprinkler Co Inc. | Extended Coverage Pendent and Recessed Pendent Sprinkler 17/32" | F1/EC | UL 199, UL 1626 | -
Automatic Fixed Installation using Water | Sprinkler System | The Reliable Automatic Sprinkler Co Inc. | Quick Response Extended Coverage Horizontal Sidewall Sprinkler 17/32" | F1/FR | UL 199, UL 1626 | -
Automatic Fixed Installation using Water | Sprinkler System | The Reliable Automatic Sprinkler Co Inc. | Quick Response Extended Coverage Recessed Horizontal Sidewall Sprinkler 17/32" | F1/FR | UL 199, UL 1626 | -
Automatic Fixed Installation using Water | Sprinkler System | The Reliable Automatic Sprinkler Co Inc. | Quick Response Extended Coverage, Horizontal Sidewall and Recessed Horizontal Sidewall Sprinkler 1/2" | F1/FR | UL 199, UL 1626 | -
Automatic Fixed Installation using Water | Sprinkler System | The Reliable Automatic Sprinkler Co Inc. | Quick Response Extended Coverage, Horizontal Sidewall and Recessed Horizontal Sidewall Sprinkler 17/32" | F1/FR | UL 199, UL 1626 | -
Automatic Fixed Installation using Water | Sprinkler System | The Reliable Automatic Sprinkler Co Inc. | Quick Response Extended Coverage Pendent and Recessed Pendent Sprinkler 1/2" | F1/FR | UL 199, UL 1626 | -
Automatic Fixed Installation using Water | Sprinkler System | The Reliable Automatic Sprinkler Co Inc. | Quick Response Extended Coverage Pendent and Recessed Pendent Sprinkler 17/32" | F1/FR | UL 199, UL 1626 | -
Automatic Fixed Installation using Water | Sprinkler System | The Reliable Automatic Sprinkler Co Inc. | Sprinkler (Pendent, Recessed Pendent, Horizontal Sidewall, Recessed Horizontal Sidewall) (Orific 15mm) | F1/RES |  | -
Automatic Fixed Installation using Water | Sprinkler System | The Reliable Automatic Sprinkler Co Inc. | Quick Response Sprinkler (Pendent, Upright) (Orific 10mm) | F1FR |  | -
Automatic Fixed Installation using Water | Sprinkler System | The Reliable Automatic Sprinkler Co Inc. | Quick Response Sprinkler (Conventional Upright & Pendent, Upright, Pendent Vertical Sidewall, Horizontal Sidewall) (Orific 15mm) | F1FR |  | -
Automatic Fixed Installation using Water | Sprinkler System | The Reliable Automatic Sprinkler Co Inc. | Quick Response Extended Coverage Sprinkler (Horizontal Sidewall & Recessed Horizontal Sidewall) (Orific 20mm) | F1FR |  | -
Automatic Fixed Installation using Water | Sprinkler System | The Reliable Automatic Sprinkler Co Inc. | Quick Upright 17/32" Automatic Sprinkler | F1FR | Class 2001, 2015, 2020 | -
Automatic Fixed Installation using Water | Sprinkler System | The Reliable Automatic Sprinkler Co Inc. | Quick Pendent 17/32" Automatic Sprinkler | F1FR | Class 2001, 2015, 2020 | -
Automatic Fixed Installation using Water | Sprinkler System | The Reliable Automatic Sprinkler Co Inc. | Quick Recessed 17/32" Automatic Sprinkler | F1FR | Class 2001, 2015, 2020 | -
Automatic Fixed Installation using Water | Sprinkler System | The Reliable Automatic Sprinkler Co Inc. | Quick Response Sprinkler (Pendent, Upright, Vertical Sidewall, Horizontal Sidewall) (Orifice 1/2") | F1-FR | LPC | -
Automatic Fixed Installation using Water | Sprinkler System | The Reliable Automatic Sprinkler Co Inc. | Quick Response - Pendent, Upright, Vertical Sidewall and Horizontal Sidewall Sprinklers 1/2" | F1-FR | UL 199 | -
Automatic Fixed Installation using Water | Sprinkler System | The Reliable Automatic Sprinkler Co Inc. | Quick Response Extended Coverage Concealed Pendent Sprinkler 17/32" | F1FR EC CCP | UL 199 | -
Automatic Fixed Installation using Water | Sprinkler System | The Reliable Automatic Sprinkler Co Inc. | Quick Response extended coverage horizontal sidewall concealed sprinkler | F1FR HSW QREC-9 CCP | UL 199 | -
Automatic Fixed Installation using Water | Sprinkler System | The Reliable Automatic Sprinkler Co Inc. | Quick Response Recessed Pendent | F1-FR/F1 | UL 199 | -
Automatic Fixed Installation using Water | Sprinkler System | The Reliable Automatic Sprinkler Co Inc. | Recessed Sprinkler (Pendent) (Orific 10mm) | F1FR/F2 |  | -
Automatic Fixed Installation using Water | Sprinkler System | The Reliable Automatic Sprinkler Co Inc. | Recessed Sprinkler (Pendent) (Orific 15mm) | F1FR/F2 |  | -
Automatic Fixed Installation using Water | Sprinkler System | The Reliable Automatic Sprinkler Co Inc. | Pilot Line Fixed Temperature Release | F1-FTR | UL 199 X, UL 521 VII | -
Automatic Fixed Installation using Water | Sprinkler System | The Reliable Automatic Sprinkler Co Inc. | Quick Response Consealed Sprinkler (Pendent) (Orific 15mm) | F4 |  | -
Automatic Fixed Installation using Water | Sprinkler System | The Reliable Automatic Sprinkler Co Inc. | Concealed Sprinkler | F4FR | BS EN 12259-1 | -
Automatic Fixed Installation using Water | Sprinkler System | The Reliable Automatic Sprinkler Co Inc. | Automatic Sprinkler (Conventional Upright & Pendent, Upright Pendent) (Orific 15mm) | G |  | -
Automatic Fixed Installation using Water | Sprinkler System | The Reliable Automatic Sprinkler Co Inc. | Automatic Sprinkler (Conventional Upright & Pendent, Upright Pendent) (Orific 20mm) | G |  | -
Automatic Fixed Installation using Water | Sprinkler System | The Reliable Automatic Sprinkler Co Inc. | Automatic Sprinkler (Upright, Pendent) (Orific 10mm) | G |  | -
Automatic Fixed Installation using Water | Sprinkler System | The Reliable Automatic Sprinkler Co Inc. | Sidewall Sprinkler (Upright, Pendent) (Orific 15mm) | G |  | -
Automatic Fixed Installation using Water | Sprinkler System | The Reliable Automatic Sprinkler Co Inc. | Recessed Sprinkler (Pendent) (Orific 15mm) | G |  | -
Automatic Fixed Installation using Water | Sprinkler System | The Reliable Automatic Sprinkler Co Inc. | Extended Coverage EC-4 Sprinkler (Horizontal Sidewall & Recessed Horizontal Sidewall) (Orific 20mm) | G |  | -
Automatic Fixed Installation using Water | Sprinkler System | The Reliable Automatic Sprinkler Co Inc. | Recessed Sprinkler (Pendent) (Orific 10mm) | G/F1 |  | -
Automatic Fixed Installation using Water | Sprinkler System | The Reliable Automatic Sprinkler Co Inc. | Recessed Sprinkler (Pendent) (Orific 15mm) | G/F1 |  | -
Automatic Fixed Installation using Water | Sprinkler System | The Reliable Automatic Sprinkler Co Inc. | Fusible Type Sidewall Sprinkler (Upright, Pendent, Horizontal) (Orifice 15mm) | G3 |  | -
Automatic Fixed Installation using Water | Sprinkler System | The Reliable Automatic Sprinkler Co Inc. | Dry Pendent Adjustable Concealed Sprinkler 1/2" | G-3A | UL 199 | -
Automatic Fixed Installation using Water | Sprinkler System | The Reliable Automatic Sprinkler Co Inc. | Concealed Sprinkler (Pendent) (Orific 15mm) | G4 |  | -
Automatic Fixed Installation using Water | Sprinkler System | The Reliable Automatic Sprinkler Co Inc. | Concealed Sprinkler (Pendent) (Orific 15mm) | G4 |  | -
Automatic Fixed Installation using Water | Sprinkler System | The Reliable Automatic Sprinkler Co Inc. | Concealed Sprinkler 1/2" | G4FR | UL 199 | -
Automatic Fixed Installation using Water | Sprinkler System | The Reliable Automatic Sprinkler Co Inc. | Fast Response Sprinkler (Upright Spray, Pendent Spray) (Orifice 10mm) | GFR |  | -
Automatic Fixed Installation using Water | Sprinkler System | The Reliable Automatic Sprinkler Co Inc. | Fast Response Sprinkler (Upright Spray, Pendent Spray) (Orifice 15mm) | GFR |  | -
Automatic Fixed Installation using Water | Sprinkler System | The Reliable Automatic Sprinkler Co Inc. | Fast Response Sprinkler (Conventional Upright & pendent, Sidewall, Recessed Pendent) (Orifice 15mm) | GFR |  | -
Automatic Fixed Installation using Water | Sprinkler System | The Reliable Automatic Sprinkler Co Inc. | Quick Response Sprinkler (Conventional Upright & Pendent, Upright, Horizontal Sidewall, Vertical Sidewall) (Orific 15mm) | GFR |  | -
Automatic Fixed Installation using Water | Sprinkler System | The Reliable Automatic Sprinkler Co Inc. | Quick Response Sprinkler (Upright, Pendent) (Orific 10mm) | GFR |  | -
Automatic Fixed Installation using Water | Sprinkler System | The Reliable Automatic Sprinkler Co Inc. | Pendent & Recessed Pendent Sprinkler 0.7" | GFRVELO-ECOH | UL 199 | -
Automatic Fixed Installation using Water | Sprinkler System | The Reliable Automatic Sprinkler Co Inc. | Extended Coverage, Ordinary Hazard Sprinklers 5/8" | GFRXLO-ECOH | UL 199 | -
Automatic Fixed Installation using Water | Sprinkler System | The Reliable Automatic Sprinkler Co Inc. | Upright Sprinkler 5/8" | GXLO | UL 199 | -
Automatic Fixed Installation using Water | Sprinkler System | The Reliable Automatic Sprinkler Co Inc. | Upright , Pendent Sprinkler 5/8" | GXLO-ECOH | UL 199 | -
Automatic Fixed Installation using Water | Sprinkler System | The Reliable Automatic Sprinkler Co Inc. | Early Supression Fast-Response Sprinkler (Orifice 3/4") | H | UL | -
Automatic Fixed Installation using Water | Sprinkler System | The Reliable Automatic Sprinkler Co Inc. | Quick Response - Pendent | R1314 | UL 199 | -
Automatic Fixed Installation using Water | Sprinkler System | The Reliable Automatic Sprinkler Co Inc. | Quick Response - Hoizontal Sidewall | R1334 | UL 199 | -
Automatic Fixed Installation using Water | Sprinkler System | The Reliable Automatic Sprinkler Co Inc. | Quick Response - Extended Coverage Pendent | R1344 | UL 199 | -
Automatic Fixed Installation using Water | Sprinkler System | The Reliable Automatic Sprinkler Co Inc. | Quick Response - Extended Coverage Pendent | R1364 | UL 199 | -
Automatic Fixed Installation using Water | Sprinkler System | The Reliable Automatic Sprinkler Co Inc. | Quick Response - Pendent | R4514 | UL 199 | -
Automatic Fixed Installation using Water | Sprinkler System | The Reliable Automatic Sprinkler Co Inc. | Quick Response - Hoizontal Sidewall | R4534 | UL 199 | -
Automatic Fixed Installation using Water | Sprinkler System | The Reliable Automatic Sprinkler Co Inc. | Dry Pendent Adjustable Concealed Sprinkler 1/2" | R5314 | ASFP 2000 | -
Automatic Fixed Installation using Water | Sprinkler System | The Reliable Automatic Sprinkler Co Inc. | Dry Recessed Pendent & Dry Concealed Pendent | R5314 | ASFP 2000 | -
Automatic Fixed Installation using Water | Sprinkler System | The Reliable Automatic Sprinkler Co Inc. | Dry Horizontal Sidewall | R5334 | ASFP 2000 | -
Automatic Fixed Installation using Water | Sprinkler System | The Reliable Automatic Sprinkler Co Inc. | Dry Recessed Horizontal Sidewall | R5334 | ASFP 2000 | -
Automatic Fixed Installation using Water | Sprinkler System | The Reliable Automatic Sprinkler Co Inc. | Standard Response Pendent | R5512 | UL 199 | -
Automatic Fixed Installation using Water | Sprinkler System | The Reliable Automatic Sprinkler Co Inc. | Standard Response Pendent | R5515 | UL 199 | -
Automatic Fixed Installation using Water | Sprinkler System | The Reliable Automatic Sprinkler Co Inc. | Standard Response Upright | R5522 | UL 199 | -
Automatic Fixed Installation using Water | Sprinkler System | The Reliable Automatic Sprinkler Co Inc. | Standard Response Upright | R5525 | UL 199 | -
Automatic Fixed Installation using Water | Sprinkler System | The Reliable Automatic Sprinkler Co Inc. | Quick Response Pendent | R5612 | UL 199 | -
Automatic Fixed Installation using Water | Sprinkler System | The Reliable Automatic Sprinkler Co Inc. | Quick Response Pendent | R5615 | UL 199 | -
Automatic Fixed Installation using Water | Sprinkler System | The Reliable Automatic Sprinkler Co Inc. | Quick Response Upright | R5622 | UL 199 | -
Automatic Fixed Installation using Water | Sprinkler System | The Reliable Automatic Sprinkler Co Inc. | Quick Response Upright | R5625 | UL 199 | -
Automatic Fixed Installation using Water | Sprinkler System | The Reliable Automatic Sprinkler Co Inc. | Quick Response Dry Pendent | R5714 | ASFP 2000 | -
Automatic Fixed Installation using Water | Sprinkler System | The Reliable Automatic Sprinkler Co Inc. | Dry Recessed Pendent & Dry Concealed Pendent | R5714 | ASFP 2000 | -
Automatic Fixed Installation using Water | Sprinkler System | The Reliable Automatic Sprinkler Co Inc. | Quick Response Dry Horizontal Sidewall | R5734 | ASFP 2000 | -
Automatic Fixed Installation using Water | Sprinkler System | The Reliable Automatic Sprinkler Co Inc. | Dry Recessed Horizontal Sidewall | R5734 | ASFP 2000 | -
Automatic Fixed Installation using Water | Sprinkler System | The Reliable Automatic Sprinkler Co Inc. | Standard Response Extended Coverage Recessed Pendent | R5842 | UL 199 | -
Automatic Fixed Installation using Water | Sprinkler System | The Reliable Automatic Sprinkler Co Inc. | Standard Response Extended Coverage Recessed Pendent | R5845 | UL 199 | -
Automatic Fixed Installation using Water | Sprinkler System | The Reliable Automatic Sprinkler Co Inc. | Quick Response Extended Coverage Concealed | R5942 | UL 199 | -
Automatic Fixed Installation using Water | Sprinkler System | The Reliable Automatic Sprinkler Co Inc. | Quick Response Extended Coverage Recessed Pendent | R5942 | UL 199 | -
Automatic Fixed Installation using Water | Sprinkler System | The Reliable Automatic Sprinkler Co Inc. | Quick Response Extended Coverage Concealed | R5945 | UL 199 | -
Automatic Fixed Installation using Water | Sprinkler System | The Reliable Automatic Sprinkler Co Inc. | Quick Response Extended Coverage Recessed Pendent | R5945 | UL 199 | -
Automatic Fixed Installation using Water | Sprinkler System | The Reliable Automatic Sprinkler Co Inc. | Bulb Type Suppression Mode Pendent Automatic Sprinkler | R6611 | ESFR 2008 | -
Automatic Fixed Installation using Water | Sprinkler System | The Reliable Automatic Sprinkler Co Inc. | Horizontal Sidewall Specific Application Storage Sprinkler | R6932 | UL 199 X | -
Automatic Fixed Installation using Water | Sprinkler System | The Reliable Automatic Sprinkler Co Inc. | Horizontal Sidewall, Recessed Horizontal Sidewall and Concealed Horizontal Sidewall | RA0362 | UL 199 | -
Automatic Fixed Installation using Water | Sprinkler System | The Reliable Automatic Sprinkler Co Inc. | Early-Suppression Fast-Response Sprinkler (Pendent, Fusible link) | RA0512 | UL 1767 | -
Automatic Fixed Installation using Water | Sprinkler System | The Reliable Automatic Sprinkler Co Inc. | Quick Response Sprinkler (Flush Pendent, Horizontal Sidewall) | ZX-1 |  | -
Automatic Fixed Installation using Water | Sprinkler System | The Reliable Automatic Sprinkler Co Inc. | Quick Response Extended Coverage Horizontal Sidewall Sprinkler 1/2" | ZX-INST QREC | UL 199 | -
Automatic Fixed Installation using Water | Sprinkler System | The Reliable Automatic Sprinkler Co Inc. | Quick Response Institutional Sprinkler, Flush | ZX-QR-INST | UL 199 | -
Automatic Fixed Installation using Water | Sprinkler System | The Reliable Automatic Sprinkler Co Inc. | Quick Response Institutional Sprinkler, Flush | ZX-QR-INST | UL 199 | -
Automatic Fixed Installation using Water | Sprinkler System | The Reliable Automatic Sprinkler Co Inc. | Quick Response Institutional Sprinkler, Horizontal Sidewall | ZX-QR-INST HSW | UL 199 | -
Automatic Fixed Installation using Water | Sprinkler System | The Reliable Automatic Sprinkler Co Inc. | Standard Response Institutional Sprinkler, Flush | ZX-SR-INST | UL 199 | -
Automatic Fixed Installation using Water | Sprinkler System | The Reliable Automatic Sprinkler Co Inc. | Standard Response Institutional Sprinkler, Flush | ZX-SR-INST | UL 199 | -
Automatic Fixed Installation using Water | Sprinkler System | The Reliable Automatic Sprinkler Co Inc. | Standard Response Institutional Sprinkler, Horizontal Sidewall | ZX-SR-INST HSW | UL 199 | -
Automatic Fixed Installation using Water | Sprinkler System | The Reliable Automatic Sprinkler Co Ltd. | Glass-bulb Automatic Sprinkler (Upright, Pendnet, Conventional) | FIFR | LPC | -
Automatic Fixed Installation using Water | Sprinkler System | The Viking Corp. | Concealed Sprinkler 1/2" | A1 | UL | -
Automatic Fixed Installation using Water | Sprinkler System | The Viking Corp. | Horizon Mirage, Standard Response, Adjustable Concealed Sprinkler | B1 | UL | -
Automatic Fixed Installation using Water | Sprinkler System | The Viking Corp. | Horizon Mirage, Quick Response, Adjustable Concealed Sprinkler | B1 | UL | -
Automatic Fixed Installation using Water | Sprinkler System | The Viking Corp. | Horizon Mirage, Extended Coverage, Standard Response, Adjustable Concealed Sprinkler (light hazard) | B1 | UL | -
Automatic Fixed Installation using Water | Sprinkler System | The Viking Corp. | Horizon Mirage, Extended Coverage, Quick Response, Adjustable Concealed Sprinkler (light hazard) | B1 | UL | -
Automatic Fixed Installation using Water | Sprinkler System | The Viking Corp. | Adjustable Concealed Fusible-Element Automatic Sprinkler | B1 | LPS 1039 III | -
Automatic Fixed Installation using Water | Sprinkler System | The Viking Corp. | Fusible Link Upright Style, Early Suppression, Fast-Response Sprinkler | B1 | UL 199, UL 1767 | -
Automatic Fixed Installation using Water | Sprinkler System | The Viking Corp. | Standard Response and Quick Response Concealed Sprinkler 1/2" | B2 | UL 199 | -
Automatic Fixed Installation using Water | Sprinkler System | The Viking Corp. | Window Type Sprinklers | C1 | UL | -
Automatic Fixed Installation using Water | Sprinkler System | The Viking Corp. | Standard Response, Flush Pendent Sprinkler | H | UL | -
Automatic Fixed Installation using Water | Sprinkler System | The Viking Corp. | Standard Response, Extended Coverage, Flush Pendent Sprinkler | H | UL | -
Automatic Fixed Installation using Water | Sprinkler System | The Viking Corp. | Quick Response, Flush Pendent Sprinkler | H QR | UL | -
Automatic Fixed Installation using Water | Sprinkler System | The Viking Corp. | Quick Response, Extended Coverage, Flush Pendent Sprinkler | H QR | UL | -
Automatic Fixed Installation using Water | Sprinkler System | The Viking Corp. | Quick Response, Horizontal Sidewall, Fusible Link Sprinkler | HQR-2 | UL 199 | -
Automatic Fixed Installation using Water | Sprinkler System | The Viking Corp. | Quick Response, Flush Pendent, Fusible Link Sprinkler | HQR-2 | UL 199 | -
Automatic Fixed Installation using Water | Sprinkler System | The Viking Corp. | Upright, Pendent, Horizontal Sidewall, Vertical Sidewall Sprinkler | M | UL | -
Automatic Fixed Installation using Water | Sprinkler System | The Viking Corp. | Upright, Pendent Sprinkler | M | UL | -
Automatic Fixed Installation using Water | Sprinkler System | The Viking Corp. | Extended Coverage Pendent, Extended Coverage, Horizontal Sidewall Sprinkler | M | UL | -
Automatic Fixed Installation using Water | Sprinkler System | The Viking Corp. | Extended Coverage Pendent, Extended Coverage, Horizontal Sidewall Sprinkler | M | UL | -
Automatic Fixed Installation using Water | Sprinkler System | The Viking Corp. | Dry Pendent, Dry Upright, Dry Horizontal Sidewall, Dry Recessed Horizontal Sidewall, Dry Recessed Pendent Standard Response Sprinkler 1/2" | M | UL | -
Automatic Fixed Installation using Water | Sprinkler System | The Viking Corp. | Dry Pendent, Dry Upright, Dry Horizontal Sidewall, Dry Recessed Horizontal Sidewall, Dry Recessed Pendent Standard Sprinkler 17/32" | M | UL | -
Automatic Fixed Installation using Water | Sprinkler System | The Viking Corp. | Dry Pendent, Dry Upright, Dry Horizontal Sidewall, Dry Recessed Horizontal Sidewall, Dry Recessed Pendent Quick Response Sprinkler 1/2" | M | UL | -
Automatic Fixed Installation using Water | Sprinkler System | The Viking Corp. | Upright, Pendent, Horizontal Sidewall, Vertical Sidewall Sprinkler 1/2" | M | UL | -
Automatic Fixed Installation using Water | Sprinkler System | The Viking Corp. | Upright, Pendent 17/32" | M | UL | -
Automatic Fixed Installation using Water | Sprinkler System | The Viking Corp. | Extended Coverage Pendent 1/2" | M | UL | -
Automatic Fixed Installation using Water | Sprinkler System | The Viking Corp. | Extended Coverage Pendent 17/32" | M | UL | -
Automatic Fixed Installation using Water | Sprinkler System | The Viking Corp. | Upright and Pendent Fusible Type Sprinkler 1/2" | M | FMRC | -
Automatic Fixed Installation using Water | Sprinkler System | The Viking Corp. | Small Orifice, Upright and Pendent Sprinkler 3/8" | M | FMRC | -
Automatic Fixed Installation using Water | Sprinkler System | The Viking Corp. | Horizontal and Vertical Sidewall Sprinkler 1/2" | M | FMRC | -
Automatic Fixed Installation using Water | Sprinkler System | The Viking Corp. | Large Orifice Upright & Pendent Fusible Type Sprinkler 17/32" | M | FMRC | -
Automatic Fixed Installation using Water | Sprinkler System | The Viking Corp. | Quick Response, Upright and Pendent 1/2", 17/32" | M | UL 199 | -
Automatic Fixed Installation using Water | Sprinkler System | The Viking Corp. | Standard Response Spinkler 1/2", 17/32" | M | FMRC Class 2000 | -
Automatic Fixed Installation using Water | Sprinkler System | The Viking Corp. | Quick Response Standard Pendent 1/2" | M | FMRC Class 2016 (12/83), 2020 (1/91) | -
Automatic Fixed Installation using Water | Sprinkler System | The Viking Corp. | Standard Response Pendent, Upright & Horizontal Sidewall 1/2", 3/8" | M | UL 199 | -
Automatic Fixed Installation using Water | Sprinkler System | The Viking Corp. | Quick Response Pendent & Upright 1/2", 3/8" | M | UL 199 | -
Automatic Fixed Installation using Water | Sprinkler System | The Viking Corp. | Quick Response Extended Coverage Horizontal Sidewall Sprinkler | M | UL 199 | -
Automatic Fixed Installation using Water | Sprinkler System | The Viking Corp. | Standard upright, extra large orifice automatic sprinkler | M ELO | FMRC Class 2000 | -
Automatic Fixed Installation using Water | Sprinkler System | The Viking Corp. | Quick Response Horizontal Sidewall, Extended Coverage Horizontal Sidewall (Light Hazard) 1/2" | M-5 | UL 199 | -
Automatic Fixed Installation using Water | Sprinkler System | The Viking Corp. | Fixed Temperaturees Release 2.8mm glass bulb type sprinkler | N | UL | -
Automatic Fixed Installation using Water | Sprinkler System | The Viking Corp. | Fusible Type Suppression Mode Pendent Early Release Fast Response Automatic Sprinkler | S1 | FMRA Class 2008 | -
Automatic Fixed Installation using Water | Sprinkler System | The Viking Corp. | Standard Response Upright Automatic Sprinkler | VK130 | FM Class 2042 | -
Automatic Fixed Installation using Water | Sprinkler System | The Viking Corp. | Standard Response Pendent Automatic Sprinkler | VK132 | FM Class 2042 | -
Automatic Fixed Installation using Water | Sprinkler System | The Viking Corp. | Quick Response Concealed Pendent Automatic Sprinkler | VK302 | UL 199 | -
Automatic Fixed Installation using Water | Sprinkler System | The Viking Corp. | Quick Response Concealed Pendent Automatic Sprinkler | VK352 | UL 199 | -
Automatic Fixed Installation using Water | Sprinkler System | The Viking Corp. | Concealed Commerical Horizontal Quick Response Sidewall Sprinkler | VK408 | UL 199 | -
Automatic Fixed Installation using Water | Sprinkler System | The Viking Corp. | Fusible Type Suppression Mode Upright Early Suppression Fast Response Automatic Sprinkler | VK520 | FMRA Class 2008 | -
Automatic Fixed Installation using Water | Sprinkler System | The Viking Corp. | Preaction Sprinkler System |  | FMRC | -
Automatic Fixed Installation using Water | Sprinkler System | The Viking Corp. | Refrigerated Area Sprinkler System |  | FMRC | -
Automatic Fixed Installation using Water | Sprinkler System | The Viking Corp. | Dry Horizontal Sidewall Automatic Sprinkler, bulb type, Model M, 1" |  | FMRC | -
Automatic Fixed Installation using Water | Sprinkler System | The Viking Corp. | On-Off Sprinkler system, Model Firecycle II, 1 1/2" H1 Automatic control Valve |  | FMRC | -
Automatic Fixed Installation using Water | Sprinkler System | Total Walther | 15mm CU/P Sprinkler | GC | FOC | -
Automatic Fixed Installation using Water | Sprinkler System | Total Walther | 20mm CU/P Sprinkler | GC | FOC | -
Automatic Fixed Installation using Water | Sprinkler System | Total Walther | 10mm SP Sprinkler | Gh | FOC | -
Automatic Fixed Installation using Water | Sprinkler System | Total Walther | 15mm SP Sprinkler | Gh | FOC | -
Automatic Fixed Installation using Water | Sprinkler System | Total Walther | 10mm SU Sprinkler | Gst | FOC | -
Automatic Fixed Installation using Water | Sprinkler System | Total Walther | 15mm SU Sprinkler | Gst | FOC | -
Automatic Fixed Installation using Water | Sprinkler System | Total Walther | 20mm SU Sprinkler | Gst | FOC | -
Automatic Fixed Installation using Water | Sprinkler System | Tyco Fire Products | Waterflow Alarm Valve | AV-1 | FM Class 1041 | -
Automatic Fixed Installation using Water | Sprinkler System | Tyco Fire Products | Upright Extended coverage storage sprinkler | EC-25 | UL 199, UL 2351 | -
Automatic Fixed Installation using Water | Sprinkler System | Tyco Fire Products | Quick Response Enhanced Protection Extended Coverage Pendent spray automatic sprinkler | EPEC | BS EN 12259-1 | -
Automatic Fixed Installation using Water | Sprinkler System | Tyco Fire Products | Fusible Type, Early Suppression Fast Response Nominal 0.70 in Orifice, Pendent Automatic Sprinkler | ESFR-1 | FMRC-2008 | -
Automatic Fixed Installation using Water | Sprinkler System | Tyco Fire Products | Quick Response Upright Sprinkler | TY1131 | UL 199 | -
Automatic Fixed Installation using Water | Sprinkler System | Tyco Fire Products | Quick Response Upright Sprinkler | TY1151 | UL 199 | -
Automatic Fixed Installation using Water | Sprinkler System | Tyco Fire Products | Quick Response Pendent Sprinkler | TY1231 | UL 199 | -
Automatic Fixed Installation using Water | Sprinkler System | Tyco Fire Products | Standard Response Pendent Sprinkler | TY1251 | UL 199 | -
Automatic Fixed Installation using Water | Sprinkler System | Tyco Fire Products | Standard Response Upright Sprinkler | TY3104 | UL 199 | -
Automatic Fixed Installation using Water | Sprinkler System | Tyco Fire Products | Quick Response Upright Sprinkler | TY3105 | UL 199 | -
Automatic Fixed Installation using Water | Sprinkler System | Tyco Fire Products | Quick Response Upright Sprinkler | TY3111 | UL 199 | -
Automatic Fixed Installation using Water | Sprinkler System | Tyco Fire Products | Quick Response Upright Sprinkler | TY3131 | UL 199 | -
Automatic Fixed Installation using Water | Sprinkler System | Tyco Fire Products | Quick Response Upright Sprinkler | TY3135 | UL 199 | -
Automatic Fixed Installation using Water | Sprinkler System | Tyco Fire Products | Standard Response Upright Sprinkler | TY3151 | UL 199 | -
Automatic Fixed Installation using Water | Sprinkler System | Tyco Fire Products | Standard Response Upright Sprinkler | TY3153 | UL 199 | -
Automatic Fixed Installation using Water | Sprinkler System | Tyco Fire Products | Standard Response Upright Sprinkler | TY3155 | UL 199 | -
Automatic Fixed Installation using Water | Sprinkler System | Tyco Fire Products | Standard Response Pendent Sprinkler | TY3204 | UL 199 | -
Automatic Fixed Installation using Water | Sprinkler System | Tyco Fire Products | Quick Response Pendent Sprinkler | TY3205 | UL 199 | -
Automatic Fixed Installation using Water | Sprinkler System | Tyco Fire Products | Quick Response Pendent, Recessed Pendent, Pendent Intermediate Level Sprinkler | TY3211 | UL 199 | -
Automatic Fixed Installation using Water | Sprinkler System | Tyco Fire Products | Quick Response Pendent Sprinkler | TY3231 | UL 199 | -
Automatic Fixed Installation using Water | Sprinkler System | Tyco Fire Products | Quick Response Recessed Pendent Sprinkler | TY3235 | UL 199 | -
Automatic Fixed Installation using Water | Sprinkler System | Tyco Fire Products | Standard Response Pendent Sprinkler | TY3251 | UL 199 | -
Automatic Fixed Installation using Water | Sprinkler System | Tyco Fire Products | Standard Response Pendent Sprinkler | TY3255 | UL 199 | -
Automatic Fixed Installation using Water | Sprinkler System | Tyco Fire Products | Standard Response Horizontal Sidewall Sprinkler | TY3304 | UL 199 | -
Automatic Fixed Installation using Water | Sprinkler System | Tyco Fire Products | Standard Response Recessed Horizontal Sidewall Sprinkler | TY3304 | UL 199 | -
Automatic Fixed Installation using Water | Sprinkler System | Tyco Fire Products | Quick Response Horizontal Sidewall Sprinkler | TY3305 | UL 199 | -
Automatic Fixed Installation using Water | Sprinkler System | Tyco Fire Products | Quick Response Recessed Horizontal Sidewall Sprinkler | TY3305 | UL 199 | -
Automatic Fixed Installation using Water | Sprinkler System | Tyco Fire Products | Quick Response - Extended Coverage Recessed Horizontal Sidewall, Horizontal Sidewall Sprinkler | TY3307 | UL 199 | -
Automatic Fixed Installation using Water | Sprinkler System | Tyco Fire Products | Quick Response Horizontal Sidewall Sprinkler | TY3311 | UL 199 | -
Automatic Fixed Installation using Water | Sprinkler System | Tyco Fire Products | Quick Response Horizontal Sidewall Sprinkler | TY3331 | Class 2016,2017,2020,2002,2005,2012 | -
Automatic Fixed Installation using Water | Sprinkler System | Tyco Fire Products | Quick Response - Extended Coverage Recessed Horizontal Sidewall, Horizontal Sidewall Sprinkler | TY3332 | UL 199 | -
Automatic Fixed Installation using Water | Sprinkler System | Tyco Fire Products | Quick Response Horizontal Sidewall Sprinkler | TY3335 | UL 199 | -
Automatic Fixed Installation using Water | Sprinkler System | Tyco Fire Products | Quick Response Extended coverage horizontal sidewall Sprinkler | TY3338 | UL 199 | -
Automatic Fixed Installation using Water | Sprinkler System | Tyco Fire Products | Standard Response - Extended Coverage Recessed Horizontal Sidewall, Horizontal Sidewall Sprinkler | TY3352 | UL 199 | -
Automatic Fixed Installation using Water | Sprinkler System | Tyco Fire Products | Standard Response Horizontal Sidewall Sprinkler | TY3355 | UL 199 | -
Automatic Fixed Installation using Water | Sprinkler System | Tyco Fire Products | Standard Response Extended coverage horizontal sidewall Sprinkler | TY3358 | UL 199 | -
Automatic Fixed Installation using Water | Sprinkler System | Tyco Fire Products | Quick Response Horizontal Sidewall Sprinkler | TY3388 | UL 199 | -
Automatic Fixed Installation using Water | Sprinkler System | Tyco Fire Products | Quick Response Vertical Upright, Pendent Sprinkler | TY3431 | UL 199 | -
Automatic Fixed Installation using Water | Sprinkler System | Tyco Fire Products | Standard Response Vertical Upright, Pendent Sprinkler | TY3451 | UL 199 | -
Automatic Fixed Installation using Water | Sprinkler System | Tyco Fire Products | Quick Response Vertical Sidewall Pendent Sprinkler | TY3488 | UL 199 | -
Automatic Fixed Installation using Water | Sprinkler System | Tyco Fire Products | Quick Response Concealed Sprinkler | TY3531 | BS EN 12259-1 | -
Automatic Fixed Installation using Water | Sprinkler System | Tyco Fire Products | Quick Response Concealed Sprinkler | TY3535 | UL 199 | -
Automatic Fixed Installation using Water | Sprinkler System | Tyco Fire Products | Quick Response Extended coverage concealed Sprinkler | TY3539 | UL 199 | -
Automatic Fixed Installation using Water | Sprinkler System | Tyco Fire Products | Standard Response Concealed Sprinkler | TY3551 | BS EN 12259-1 | -
Automatic Fixed Installation using Water | Sprinkler System | Tyco Fire Products | Standard Response Concealed Sprinkler | TY3555 | UL 199 | -
Automatic Fixed Installation using Water | Sprinkler System | Tyco Fire Products | Quick Response Conventional (Old Style) Sprinkler | TY3631 | UL 199 | -
Automatic Fixed Installation using Water | Sprinkler System | Tyco Fire Products | Standard Response Conventional (Old Style) Sprinkler | TY3651 | UL 199 | -
Automatic Fixed Installation using Water | Sprinkler System | Tyco Fire Products | Quick Response Upright Sprinkler | TY4131 | UL 199 | -
Automatic Fixed Installation using Water | Sprinkler System | Tyco Fire Products | Standard Response Upright Sprinkler | TY4151 | UL 199 | -
Automatic Fixed Installation using Water | Sprinkler System | Tyco Fire Products | Quick Response Pendent Sprinkler | TY4231 | UL 199 | -
Automatic Fixed Installation using Water | Sprinkler System | Tyco Fire Products | Standard Response Pendent Sprinkler | TY4251 | UL 199 | -
Automatic Fixed Installation using Water | Sprinkler System | Tyco Fire Products | Standard Response - Extended Coverage Recessed Horizontal Sidewall, Horizontal Sidewall Sprinkler | TY4332 | UL 199 | -
Automatic Fixed Installation using Water | Sprinkler System | Tyco Fire Products | Quick Response - Extended Coverage Recessed Horizontal Sidewall, Horizontal Sidewall Sprinkler | TY4332 | UL 199 | -
Automatic Fixed Installation using Water | Sprinkler System | Tyco Fire Products | Standard Response - Extended Coverage Recessed Horizontal Sidewall, Horizontal Sidewall Sprinkler | TY4352 | UL 199 | -
Automatic Fixed Installation using Water | Sprinkler System | Tyco Fire Products | Quick Response Conventional (Old Style) Sprinkler | TY4631 | UL 199 | -
Automatic Fixed Installation using Water | Sprinkler System | Tyco Fire Products | Standard Response Conventional (Old Style) Sprinkler | TY4651 | UL 199 | -
Automatic Fixed Installation using Water | Sprinkler System | Tyco Fire Products | Standard Response Upright Sprinkler | TY4851 | UL 199 | -
Automatic Fixed Installation using Water | Sprinkler System | Tyco Fire Products | Standard Response Pendent Sprinkler | TY4951 | UL 199 | -
Automatic Fixed Installation using Water | Sprinkler System | Tyco Fire Products | Extended coverage ordinary hazard, horizontal sidewall sprinkler | TY5332 | UL 199 | -
Automatic Fixed Installation using Water | Sprinkler System | Tyco Fire Products | Extended coverage ordinary hazard, horizontal sidewall sprinkler | TY5337 | UL 199 | -
Automatic Fixed Installation using Water | Sprinkler System | Tyco Fire Products | Fusible Type, Suppression Mode: pendent; Early Suppression-Fast Response Automatic Sprinkler | TY9226 | 2008 | -
Automatic Fixed Installation using Water | Sprinkler System | Tyco Fire Products Manufacturing Ltd. | Standard Response Horizontal Sidewall Sprinkler | TY3351 | LPS 1039 III | -
Automatic Fixed Installation using Water | Sprinkler System | Victaulic Co of America | Horizontal and Recessed Horizontal Quick Response Extended Coverage Light Hazard Automatic Sprinkler | V2606 | UL 199 | -
Automatic Fixed Installation using Water | Sprinkler System | Victaulic Co of America | Standard Response Upright Automatic Sprinkler | V2701 | UL 199 | -
Automatic Fixed Installation using Water | Sprinkler System | Victaulic Co of America | Quick Response Upright Automatic Sprinkler | V2702 | UL 199 | -
Automatic Fixed Installation using Water | Sprinkler System | Victaulic Co of America | Standard Response Upright Automatic Sprinkler | V2703 | UL 199 | -
Automatic Fixed Installation using Water | Sprinkler System | Victaulic Co of America | Quick Response Upright Automatic Sprinkler | V2704 | UL 199 | -
Automatic Fixed Installation using Water | Sprinkler System | Victaulic Co of America | Standard Response Pendent Automatic Sprinkler | V2705 | UL 199 | -
Automatic Fixed Installation using Water | Sprinkler System | Victaulic Co of America | Quick Response Pendent Automatic Sprinkler | V2706 | UL 199 | -
Automatic Fixed Installation using Water | Sprinkler System | Victaulic Co of America | Standard Response Pendent Automatic Sprinkler | V2707 | UL 199 | -
Automatic Fixed Installation using Water | Sprinkler System | Victaulic Co of America | Quick Response Pendent Automatic Sprinkler | V2708 | UL 199 | -
Automatic Fixed Installation using Water | Sprinkler System | Victaulic Co of America | Standard Response Horizontal Sidewall Automatic Sprinkler | V2709 | UL 199 | -
Automatic Fixed Installation using Water | Sprinkler System | Victaulic Co of America | Quick Response Horizontal Sidewall Automatic Sprinkler | V2710 | UL 199 | -
Automatic Fixed Installation using Water | Sprinkler System | Victaulic Co of America | Pendent and Recessed Pendent Automatic Sprinkler | V2714 | UL 1626 | -
Automatic Fixed Installation using Water | Sprinkler System | Victaulic Co of America | Pendent and Recessed Pendent Automatic Sprinkler | V2716 | UL 1626 | -
Automatic Fixed Installation using Water | Sprinkler System | Victaulic Co of America | Horizontal Sidewall and Recessed Horizontal Sidewall Automatic Sprinkler | V2716 | UL 1626 | -
Automatic Fixed Installation using Water | Sprinkler System | Victaulic Co of America | Horizontal Sidewall and Recessed Horizontal Sidewall Automatic Sprinkler | V2718 | UL 1626 | -
Automatic Fixed Installation using Water | Sprinkler System | Victaulic Co of America | HSW and Recessed HSW Automatic Sprinkler | V2720 | UL 1626 | -
Automatic Fixed Installation using Water | Sprinkler System | Victaulic Co of America | Standard Response Intermediate Levelv Upright Automatic Sprinkler | V2721 | UL 199 | -
Automatic Fixed Installation using Water | Sprinkler System | Victaulic Co of America | Quick Response Intermediate Levelv Upright Automatic Sprinkler | V2722 | UL 199 | -
Automatic Fixed Installation using Water | Sprinkler System | Victaulic Co of America | Standard Response Intermediate Levelv Pendent Automatic Sprinkler | V2723 | UL 199 | -
Automatic Fixed Installation using Water | Sprinkler System | Victaulic Co of America | Quick Response Intermediate Levelv Pendent Automatic Sprinkler | V2724 | UL 199 | -
Automatic Fixed Installation using Water | Sprinkler System | Victaulic Co of America | Standard Response Conventional Automatic Sprinkler | V2725 | UL 199 | -
Automatic Fixed Installation using Water | Sprinkler System | Victaulic Co of America | Quick Response Conventional Automatic Sprinkler | V2726 | UL 199 | -
Automatic Fixed Installation using Water | Sprinkler System | Victaulic Co of America | Flush Pendent Automatic Sprinkler | V2902 | UL 1626 | -
Automatic Fixed Installation using Water | Sprinkler System | Victaulic Co of America | Flush, Quick Response Automatic Sprinkler | V2904 | UL 199 | -
Automatic Fixed Installation using Water | Sprinkler System | Victaulic Co of America | Standard Response Upright Automatic Sprinkler | V3401 | UL 199 | -
Automatic Fixed Installation using Water | Sprinkler System | Victaulic Co of America | Quick Response Upright Automatic Sprinkler | V3402 | UL 199 | -
Automatic Fixed Installation using Water | Sprinkler System | Victaulic Co of America | Standard Response Upright Automatic Sprinkler | V3403 | UL 199 | -
Automatic Fixed Installation using Water | Sprinkler System | Victaulic Co of America | Quick Response Upright Automatic Sprinkler | V3404 | UL 199 | -
Automatic Fixed Installation using Water | Sprinkler System | Victaulic Co of America | Standard Response Pendent Automatic Sprinkler | V3405 | UL 199 | -
Automatic Fixed Installation using Water | Sprinkler System | Victaulic Co of America | Quick Response Pendent Automatic Sprinkler | V3406 | UL 199 | -
Automatic Fixed Installation using Water | Sprinkler System | Victaulic Co of America | Standard Response Pendent Automatic Sprinkler | V3407 | UL 199 | -
Automatic Fixed Installation using Water | Sprinkler System | Victaulic Co of America | Quick Response Pendent Automatic Sprinkler | V3408 | UL 199 | -
Automatic Fixed Installation using Water | Sprinkler System | Victaulic Co of America | Standard Response Horizontal Sidewall Automatic Sprinkler | V3409 | UL 199 | -
Automatic Fixed Installation using Water | Sprinkler System | Victaulic Co of America | Quick Response Horizontal Sidewall Automatic Sprinkler | V3410 | UL 199 | -
Automatic Fixed Installation using Water | Sprinkler System | Victaulic Co of America | Standard Response Pendent, Extended Coverage Light Hazard Automatic Sprinkler | V3411 | UL 199 | -
Automatic Fixed Installation using Water | Sprinkler System | Victaulic Co of America | Quick Response Pendent, Extended Coverage Light Hazard Automatic Sprinkler | V3412 | UL 199 | -
Automatic Fixed Installation using Water | Sprinkler System | Victaulic Co of America | Standard Response Pendent, Extended Coverage Sprinkler, Light Hazard Automatic Sprinkler | V3413 | UL 199 | -
Automatic Fixed Installation using Water | Sprinkler System | Victaulic Co of America | Quick Response Pendent, Extended Coverage Sprinkler, Light Hazard Automatic Sprinkler | V3414 | UL 199 | -
Automatic Fixed Installation using Water | Sprinkler System | Victaulic Co of America | Standard Response Extended Coverage Light Hazard, HSW Automatic Sprinkler | V3415 | UL 199 | -
Automatic Fixed Installation using Water | Sprinkler System | Victaulic Co of America | Quick Response Extended Coverage Light Hazard, HSW Automatic Sprinkler | V3416 | UL 199 | -
Automatic Fixed Installation using Water | Sprinkler System | Victaulic Co of America | Standard Response Intermediate Levelv Upright Automatic Sprinkler | V3417 | UL 199 | -
Automatic Fixed Installation using Water | Sprinkler System | Victaulic Co of America | Quick Response Intermediate Levelv Upright Automatic Sprinkler | V3418 | UL 199 | -
Automatic Fixed Installation using Water | Sprinkler System | Victaulic Co of America | Standard Response Intermediate Levelv Pendent Automatic Sprinkler | V3419 | UL 199 | -
Automatic Fixed Installation using Water | Sprinkler System | Victaulic Co of America | Quick Response Intermediate Levelv Pendent Automatic Sprinkler | V3420 | UL 199 | -
Automatic Fixed Installation using Water | Sprinkler System | Victaulic Co of America | Dry Sprinkler in the pendent, recessed pendent, upright, horizontal and vertical sidewall and concealed Automatic Sprinkler | V3601 | Ul 199 | -
Automatic Fixed Installation using Water | Sprinkler System | Victaulic Co of America | Dry Sprinkler in the pendent, recessed pendent, upright, horizontal and vertical sidewall and concealed Automatic Sprinkler | V3602 | Ul 199 | -
Automatic Fixed Installation using Water | Sprinkler System | Victaulic Co of America | Dry Sprinkler in the pendent, recessed pendent, upright, horizontal and vertical sidewall and concealed Automatic Sprinkler | V3603 | Ul 199 | -
Automatic Fixed Installation using Water | Sprinkler System | Victaulic Co of America | Dry Sprinkler in the pendent, recessed pendent, upright, horizontal and vertical sidewall and concealed Automatic Sprinkler | V3604 | Ul 199 | -
Automatic Fixed Installation using Water | Sprinkler System | Victaulic Co of America | Dry Sprinkler in the pendent, recessed pendent, upright, horizontal and vertical sidewall and concealed Automatic Sprinkler | V3605 | Ul 199 | -
Automatic Fixed Installation using Water | Sprinkler System | Victaulic Co of America | Dry Sprinkler in the pendent, recessed pendent, upright, horizontal and vertical sidewall and concealed Automatic Sprinkler | V3606 | Ul 199 | -
Automatic Fixed Installation using Water | Sprinkler System | Victaulic Co of America | Dry Sprinkler in the pendent, recessed pendent, upright, horizontal and vertical sidewall and concealed Automatic Sprinkler | V3607 | Ul 199 | -
Automatic Fixed Installation using Water | Sprinkler System | Victaulic Co of America | Dry Sprinkler in the pendent, recessed pendent, upright, horizontal and vertical sidewall and concealed Automatic Sprinkler | V3608 | Ul 199 | -
Automatic Fixed Installation using Water | Sprinkler System | Victaulic Co of America | Dry Sprinkler in the pendent, recessed pendent, upright, horizontal and vertical sidewall and concealed Automatic Sprinkler | V3609 | Ul 199 | -
Automatic Fixed Installation using Water | Sprinkler System | Victaulic Co of America | Dry Sprinkler in the pendent, recessed pendent, upright, horizontal and vertical sidewall and concealed Automatic Sprinkler | V3610 | Ul 199 | -
Automatic Fixed Installation using Water | Sprinkler System | Victaulic Co of America | Dry Sprinkler in the pendent, recessed pendent, upright, horizontal and vertical sidewall and concealed Automatic Sprinkler | V3611 | Ul 199 | -
Automatic Fixed Installation using Water | Sprinkler System | Victaulic Co of America | Dry Sprinkler in the pendent, recessed pendent, upright, horizontal and vertical sidewall and concealed Automatic Sprinkler | V3612 | Ul 199 | -
Automatic Fixed Installation using Water | Sprinkler System | Victaulic Co of America | Dry Sprinkler in the pendent, recessed pendent, upright, horizontal and vertical sidewall and concealed Automatic Sprinkler | V3613 | Ul 199 | -
Automatic Fixed Installation using Water | Sprinkler System | Victaulic Co of America | Dry Sprinkler in the pendent, recessed pendent, upright, horizontal and vertical sidewall and concealed Automatic Sprinkler | V3614 | Ul 199 | -
Automatic Fixed Installation using Water | Sprinkler System | Victaulic Co of America | Dry Sprinkler in the pendent, recessed pendent, upright, horizontal and vertical sidewall and concealed Automatic Sprinkler | V3615 | Ul 199 | -
Automatic Fixed Installation using Water | Sprinkler System | Victaulic Co of America | Dry Sprinkler in the pendent, recessed pendent, upright, horizontal and vertical sidewall and concealed Automatic Sprinkler | V3616 | Ul 199 | -
Automatic Fixed Installation using Water | Sprinkler System | Victaulic Co of America | Dry Sprinkler in the pendent, recessed pendent, upright, horizontal and vertical sidewall and concealed Automatic Sprinkler | V3617 | Ul 199 | -
Automatic Fixed Installation using Water | Sprinkler System | Victaulic Co of America | Dry Sprinkler in the pendent, recessed pendent, upright, horizontal and vertical sidewall and concealed Automatic Sprinkler | V3618 | Ul 199 | -
Automatic Fixed Installation using Water | Sprinkler System | Victaulic Co of America | Dry Sprinkler in the pendent, recessed pendent, upright, horizontal and vertical sidewall and concealed Automatic Sprinkler | V3619 | Ul 199 | -
Automatic Fixed Installation using Water | Sprinkler System | Victaulic Co of America | Dry Sprinkler in the pendent, recessed pendent, upright, horizontal and vertical sidewall and concealed Automatic Sprinkler | V3620 | Ul 199 | -
Automatic Fixed Installation using Water | Sprinkler System | Victaulic Co of America | Standard Response Concealed Standard Pendent Automatic Sprinkler | V3801 | UL 199 | -
Automatic Fixed Installation using Water | Sprinkler System | Victaulic Co of America | Quick Response Concealed Standard Pendent Automatic Sprinkler | V3802 | UL 199 | -
Automatic Fixed Installation using Water | Sprinkler System | Victaulic Co of America | Concealed Quick Response Extended Coverage Light Hazard Automatic Sprinkler | V3904 | UL 199 | -
Automatic Fixed Installation using Water | Sprinkler System | Viking Corp. | Upright High Challenge extra large orifice sprinkler | A |  | -
Automatic Fixed Installation using Water | Sprinkler System | Viking Corp. | Upright Quick Response extra large orifice sprinkler | A |  | -
Automatic Fixed Installation using Water | Sprinkler System | Viking Corp. | Sprinklers Guard | A-1 |  | -
Automatic Fixed Installation using Water | Sprinkler System | Viking Corp. | Upright Quick Response Sprinkler | B |  | -
Automatic Fixed Installation using Water | Sprinkler System | Viking Corp. | Sprinklers Guard & Shield | B-1 |  | -
Automatic Fixed Installation using Water | Sprinkler System | Viking Corp. | Sprinklers Guard & Shield | C-1 |  | -
Automatic Fixed Installation using Water | Sprinkler System | Viking Corp. | Dry pipe sprinkler valve | E-1 |  | -
Automatic Fixed Installation using Water | Sprinkler System | Viking Corp. | Dry pipe sprinkler valve | E-2 |  | -
Automatic Fixed Installation using Water | Sprinkler System | Viking Corp. | Automatic On-off Sprinkler System (Recycling Pre-action sprinkler system) | Firecycle II | FMRC | -
Automatic Fixed Installation using Water | Sprinkler System | Viking Corp. | Spray Upright, Spray Pendent Sprinklers | M |  | -
Automatic Fixed Installation using Water | Sprinkler System | Viking Corp. | Conventional Upright & Pendent, Horizontal Sidewall | M |  | -
Automatic Fixed Installation using Water | Sprinkler System | Viking Corp. | Conventional Upright & Pendent | M |  | -
Automatic Fixed Installation using Water | Sprinkler System | Viking Corp. | Concealed Sprinkler | M |  | -
Automatic Fixed Installation using Water | Sprinkler System | Wormald | 15mm CU/P Sprinkler | A | FOC | -
Automatic Fixed Installation using Water | Sprinkler System | Wormald | 15mm SP Sprinkler | A | FOC | -
Automatic Fixed Installation using Water | Sprinkler System | Wormald | 15mm SU Sprinkler | A | FOC | -
Automatic Fixed Installation using Water | Sprinkler System | Wormald | 20mm CU/P Sprinkler | A | FOC | -
Automatic Fixed Installation using Water | Sprinkler System | Wormald | 20mm SP Sprinkler | A | FOC | -
Automatic Fixed Installation using Water | Sprinkler System | Wormald | 20mm SU Sprinkler | A | FOC | -
Automatic Fixed Installation using Water | Sprinkler System | Wormald | Concealed Sprinkler | DC | FOC | -
Automatic Fixed Installation using Water | Sprinkler System | Wormald | 15mm CU/P Sprinkler | R | FOC | -
Automatic Fixed Installation using Water | Sprinkler System | Wormald | 15mm SU Sprinkler | R | FOC | -
Automatic Fixed Installation using Water | Sprinkler System | Wormald | 15mm SP Sprinkler | R | FOC | -
Automatic Fixed Installation using Water | Sprinkler System | Wormald International (Aust) Ptd Ltd. | Bulb Type Concealed Automatic Sprinkler 1/2" | AC | FM | -
Automatic Fixed Installation using Water | Sprinkler System | Wormald Manufacturing Ltd. | Standard Upright Sprinkler 3/8" | A | FM Class 2001, 2002, 2012, 2016, 2017, 2020, 2051 | -
Automatic Fixed Installation using Water | Sprinkler System | Wormald Manufacturing Ltd. | Pendent Sprinkler 3/8" | A | FM Class 2001, 2002, 2012, 2016, 2017, 2020, 2051 | -
Automatic Fixed Installation using Water | Sprinkler System | Wormald Manufacturing Ltd. | Standard Upright Sprinkler 1/2" | A | FM Class 2001, 2002, 2012, 2016, 2017, 2020, 2051 | -
Automatic Fixed Installation using Water | Sprinkler System | Wormald Manufacturing Ltd. | Pendent Sprinkler 1/2" | A | FM Class 2001, 2002, 2012, 2016, 2017, 2020, 2051 | -
Automatic Fixed Installation using Water | Sprinkler System | Wormald Manufacturing Ltd. | Recess Sprinkler 1/2" | A | FM Class 2001, 2002, 2012, 2016, 2017, 2020, 2051 | -
Automatic Fixed Installation using Water | Sprinkler System | Wormald Manufacturing Ltd. | Horizontal Sprinkler 1/2" | A | FM Class 2001, 2002, 2012, 2016, 2017, 2020, 2051 | -
Automatic Fixed Installation using Water | Sprinkler System | Wormald Manufacturing Ltd. | Vertical Sidewall Sprinkler 1/2" | A | FM Class 2001, 2002, 2012, 2016, 2017, 2020, 2051 | -
Automatic Fixed Installation using Water | Sprinkler System | Wormald Manufacturing Ltd. | Standard Upright Sprinkler 17/32" | A | FM Class 2001, 2002, 2012, 2016, 2017, 2020, 2051 | -
Automatic Fixed Installation using Water | Sprinkler System | Wormald Manufacturing Ltd. | Pendent Sprinkler 17/32" | A | FM Class 2001, 2002, 2012, 2016, 2017, 2020, 2051 | -
Automatic Fixed Installation using Water | Sprinkler System | Wormald Manufacturing Ltd. | Standard Upright Sprinkler 1/2" | A | FM Class 2001, 2002, 2012, 2016, 2017, 2020, 2051 | -
Automatic Fixed Installation using Water | Sprinkler System | Wormald Manufacturing Ltd. | Pendent Sprinkler 1/2" | A | FM Class 2001, 2002, 2012, 2016, 2017, 2020, 2051 | -
Automatic Fixed Installation using Water | Sprinkler System | Wormald Manufacturing Ltd. | Horizontal Sprinkler 1/2" | A | FM Class 2001, 2002, 2012, 2016, 2017, 2020, 2051 | -
Automatic Fixed Installation using Water | Sprinkler System | Wormald Manufacturing Ltd. | Vertical Sidewall Sprinkler 1/2" | A | FM Class 2001, 2002, 2012, 2016, 2017, 2020, 2051 | -
Automatic Fixed Installation using Water | Sprinkler System | Wormald Manufacturing Ltd. | Standard Upright Sprinkler 17/32" | A | FM Class 2001, 2002, 2012, 2016, 2017, 2020, 2051 | -
Automatic Fixed Installation using Water | Sprinkler System | Wormald Manufacturing Ltd. | Pendent Sprinkler 17/32" | A | FM Class 2001, 2002, 2012, 2016, 2017, 2020, 2051 | -
Automatic Fixed Installation using Water | Sprinkler System | Wormald Manufacturing Ltd. | Quick Response Extended Coverage Horizontal Sidewall Sprinkler 1/2" | A | UL 199 | -
Automatic Fixed Installation using Water | Sprinkler System | Wormald Manufacturing Ltd. | Quick Response Extended Coverage Horizontal Sidewall Sprinkler 17/32" | A | UL 199 | -
Automatic Fixed Installation using Water | Sprinkler System | Wormald Manufacturing Ltd. | Extended Coverage Horizontal Sidewall Sprinkler 17/32" | A | UL 199 | -
Automatic Fixed Installation using Water | Sprinkler System | Wormald Manufacturing Ltd. | Quick Response Extended Coverage Horizontal Sidewall, Flush, Recessed Sprinkler 1/2" | A-MKII | UL 199 | -
Automatic Fixed Installation using Water | Sprinkler System | Wormald Manufacturing Ltd. | Quick Response Extended Coverage Horizontal Sidewall, Flush, Recessed Sprinkler 17/32" | A-MKII | UL 199 | -
Automatic Fixed Installation using Water | Sprinkler System | Wormald Manufacturing Ltd. | Extended Coverage Horizontal Sidewall, Flush and Recessed Sprinkler 1/2" | A-MKII | UL 199 | -
Automatic Fixed Installation using Water | Sprinkler System | Wormald Manufacturing Ltd. | Extended Coverage Horizontal Sidewall, Flush and Recessed Sprinkler 17/32" | A-MKII | UL 199 | -
Automatic Fixed Installation using Water | Sprinkler System | 北京獅島消防電子有限公司 | Standard Response Horiizontal Sidewall Sprinkler | NX001+# | UL 199 | -
Automatic Fixed Installation using Water | Sprinkler System | 東莞市億通消防器材有限公司 | 灑水噴頭 | K-ZSTZ 15-68ꝰC 3mm | GB5135.1-2003 | -
Automatic Fixed Installation using Water | Sprinkler System | 東莞市億通消防器材有限公司 | 灑水噴頭 | K-ZSTZ 20-68ꝰC 3mm | GB5135.1-2003 | -
Automatic Fixed Installation using Water | Sprinkler System | 東莞市億通消防器材有限公司 | 灑水噴頭 | T-ZSTX 15-68ꝰC 5mm | GB5135.1-2003 | -
Automatic Fixed Installation using Water | Sprinkler System | 東莞市億通消防器材有限公司 | 灑水噴頭 | T-ZSTZ 15-68ꝰC 5mm | GB5135.1-2003 | -
Automatic Fixed Installation using Water | Sprinkler System | 東莞市億通消防器材有限公司 | 灑水噴頭 | T-ZSTZ 15-79ꝰC 5mm | GB5135.1-2003 | -
Automatic Fixed Installation using Water | Sprinkler System | 東莞市億通消防器材有限公司 | 用水作滅火劑的自動固定裝置 - 灑水噴頭 | ZSTDY 15-68ꝰC 5mm |  | -
Automatic Fixed Installation using Water | Sprinkler System |  | Sprinklers - GW-DD 15mm Brass finish | Conventional Upright (CU/P) |  | -
Automatic Fixed Installation using Water | Sprinkler System |  | Sprinklers - GW-DD 15mm Chrome finish | Conventional Upright (CU/P) |  | -
Automatic Fixed Installation using Water | Sprinkler System |  | Sprinklers - GW-DD 15mm Enamel finish | Conventional Upright (CU/P) |  | -
Automatic Fixed Installation using Water | Sprinkler System |  | Quick Response Adjustable Concealed Pendent Style Automatic Sprinklers Bulb size 3mm | HC-QR | UL 199 | -
Automatic Fixed Installation using Water | Sprinkler System |  | Residential Recessed Pendent Orifice Size 7/16" | HR | UL 1626 | -
Automatic Fixed Installation using Water | Sprinkler System |  | Residential Horizontal Sidewall Orifice Size 1/2" | HR | UL 1626 | -
Automatic Fixed Installation using Water | Sprinkler System |  | Residential Recessed Horizontal Sidewall Orifice Size 1/2" | HR | UL 1626 | -
Automatic Fixed Installation using Water | Sprinkler System |  | Sprinklers - GW-DD 15mm Brass finish | Spray Pedent (SP) |  | -
Automatic Fixed Installation using Water | Sprinkler System |  | Sprinklers - GW-DD 15mm Chrome finish | Spray Pedent (SP) |  | -
Automatic Fixed Installation using Water | Sprinkler System |  | Sprinklers - GW-DD 15mm Enamel finish | Spray Pedent (SP) |  | -
Automatic Fixed Installation using Water | Sprinkler System |  | Sprinklers - GW-DD 15mm Brass finish | Spray Upright (SU) |  | -
Automatic Fixed Installation using Water | Sprinkler System |  | Sprinklers - GW-DD 15mm Chrome finish | Spray Upright (SU) |  | -
Automatic Fixed Installation using Water | Sprinkler System |  | Sprinklers - GW-DD 15mm Enamel finish | Spray Upright (SU) |  | -
Automatic Fixed Installation using Water | Sprinkler System | Angus Fire Alarm Ltd. | Alarm Check Valve (100mm, 150mm, 200mm) | C1 | FMRC | -
Automatic Fixed Installation using Water | Sprinkler System | Angus Fire Alarm Ltd. | Wet Sprinkler Alarm Valve (80mm) | C1 | LPC | -
Automatic Fixed Installation using Water | Sprinkler System | Globe Fire Equipment Co | Sprinkler alarm Valves 4",6" | H1 | UL | -
Automatic Fixed Installation using Water | Sprinkler System | Globe Fire Equipment Co | Sprinkler Alarm Valves | H1 | UL | -
Automatic Fixed Installation using Water | Sprinkler System | Globe Fire Equipment Co | Sprinkler Alarm Valve | J1 | UL | -
Automatic Fixed Installation using Water | Sprinkler System | Globe Fire Equipment Co | Sprinkler Alarm Valves | J1 | UL | -
Automatic Fixed Installation using Water | Sprinkler System | Wormald Manufacturing Ltd. | Sprinkler Alarm Check Valve 80mm | L/W | FMRC | -
Automatic Fixed Installation using Water | Sprinkler System | Wormald Manufacturing Ltd. | Sprinkler Alarm Check Valve 100mm | L/W | FMRC | -
Automatic Fixed Installation using Water | Sprinkler System | Wormald Manufacturing Ltd. | Sprinkler Alarm Check Valve 150mm | L/W | FMRC | -
Automatic Fixed Installation using Water | Sprinkler System | Wormald Manufacturing Ltd. | Sprinkler Alarm Check Valve 200mm | L/W | FMRC | -
Automatic Fixed Installation using Water | Sprinkler System | 東莞市億通消防器材有限公司 | 濕式警報閥 | ZSFS 100 | GB5135.2-2003 | -
Automatic Fixed Installation using Water | Sprinkler System | 東莞市億通消防器材有限公司 | 濕式警報閥 | ZSFZ 150 | GB5135.2-2003 | -
Automatic Fixed Installation using Water | Sprinkler System | 東莞市億通消防器材有限公司 | 濕式警報閥 | ZSFZ 200 | GB5135.2-2003 | -
Automatic Fixed Installation using Water | Sprinkler System | AQUA | Butterfly Valve (50,65,80,100,125,150,200mm) | FIG 21 | BS 5155: 1984 | -
Automatic Fixed Installation using Water | Sprinkler System | EBRO Armaturen | Butterfly Valve - Z011-K1 | DN150-300 | UL 1091 | -
Automatic Fixed Installation using Water | Sprinkler System | EBRO Armaturen | Butterfly Valve - Z014-K1 | DN150-300 | UL 1091 | -
Automatic Fixed Installation using Water | Sprinkler System | EBRO Armaturen | Butterfly Valve - Z011-K1 | DN50-125 | UL 1091 | -
Automatic Fixed Installation using Water | Sprinkler System | EBRO Armaturen | Butterfly Valve - Z014-K1 | DN50-125 | UL 1091 | -
Automatic Fixed Installation using Water | Sprinkler System | EBRO Armaturen | Cast Iron Butterful Valve |  | BS 5155: 1984 | -
Automatic Fixed Installation using Water | Sprinkler System | G.R.I. Sapag | Butterfly Valve (50mm, 65mm, 80mm, 100mm, 125mm, 150mm, 200mm) | JMA |  | -
Automatic Fixed Installation using Water | Sprinkler System | Globe Fire Equipment Co | Accelerator | C | UL 1486 | -
Automatic Fixed Installation using Water | Sprinkler System | Keystone | Butterfly Valves 4"~20" | 129 | UL | -
Automatic Fixed Installation using Water | Sprinkler System | Keystone | Butterfly Valves 10"~20" | 139 | UL | -
Automatic Fixed Installation using Water | Sprinkler System | Keystone | Butterfly Valves 4"~20" | 239 | UL | -
Automatic Fixed Installation using Water | Sprinkler System | Mather and Platt Ltd. | Butterfly Water Deluge Alarm Valve (Gunmetal Body) Vertical Mounting Attitude 80mm | FE 2408 | FIRTO | -
Automatic Fixed Installation using Water | Sprinkler System | Pont-A-Mousson (France) | Butterfly Valves (50,60,80,100,125,150,200mm) | JMB - Sentry | UL | -
Automatic Fixed Installation using Water | Sprinkler System | Pont-A-Mousson (France) | Butterfly Valves (50,60,80,100,125,150,200mm) | JMC - Vigilante | UL | -
Automatic Fixed Installation using Water | Sprinkler System | Pont-A-Mousson (France) | Butterfly Valves (65mm~200mm) | JPL | UL | -
Automatic Fixed Installation using Water | Sprinkler System | Victaulic Co of America | Butterfly Valve | 708 | UL | -
Automatic Fixed Installation using Water | Sprinkler System | Victaulic Co of America | Butterfly Valve | 705-W | UL 1091 | -
Automatic Fixed Installation using Water | Sprinkler System | Wouter Witzel Butterfly Valves | Water Type Butterfly Valves | EC | BSI FM2200 | -
Automatic Fixed Installation using Water | Sprinkler System | Wouter Witzel Butterfly Valves | Semi-lug Type Butterfly Valves | EVBLS | BSI FM2200 | -
Automatic Fixed Installation using Water | Sprinkler System | Wouter Witzel Butterfly Valves | Semi-lug Type Butterfly Valves | EVBS | BSI FM2200 | -
Automatic Fixed Installation using Water | Sprinkler System | Wouter Witzel Butterfly Valves | Wafer Type Butterfly Valves | EVEL | BSI FM2200 | -
Automatic Fixed Installation using Water | Sprinkler System | Wouter Witzel Butterfly Valves | Double flanged Type Butterfly Valves | EVFL | BSI FM2200 | -
Automatic Fixed Installation using Water | Sprinkler System | Wouter Witzel Butterfly Valves | Double flanged Type Butterfly Valves | EVFS | BSI FM2200 | -
Automatic Fixed Installation using Water | Sprinkler System | Wouter Witzel Butterfly Valves | Water Type Butterfly Valves | EVL | BSI FM2200 | -
Automatic Fixed Installation using Water | Sprinkler System | Wouter Witzel Butterfly Valves | Mono Type Butterfly Valves | EVML | BSI FM2200 | -
Automatic Fixed Installation using Water | Sprinkler System | Wouter Witzel Butterfly Valves | Water Type Butterfly Valves | EVS | BSI FM2200 | -
Automatic Fixed Installation using Water | Sprinkler System | Wouter Witzel Butterfly Valves | (tapped lug-type Butterfly Valves | EVTLS | BSI FM2200 | -
Automatic Fixed Installation using Water | Sprinkler System | Gems Sensors | Float Operated Switch | FS-10798 | UL 1604 | -
Automatic Fixed Installation using Water | Sprinkler System | Gems Sensors | Float Operated Switch | FS-200 | UL 1604 | -
Automatic Fixed Installation using Water | Sprinkler System | Gems Sensors | Float Operated Switch | FS-400 | UL 1604 | -
Automatic Fixed Installation using Water | Sprinkler System | Gems Sensors | Float Operated Switch | FS-550 | UL 1604 | -
Automatic Fixed Installation using Water | Sprinkler System | Gems Sensors | Float Operated Switch | FS-925 | UL 1604 | -
Automatic Fixed Installation using Water | Sprinkler System | Gems Sensors | Float Operated Switch | FS-930 | UL 1604 | -
Automatic Fixed Installation using Water | Sprinkler System | Gems Sensors | Float Operated Switch | LS-52100 | UL 1604 | -
Automatic Fixed Installation using Water | Sprinkler System | Gems Sensors | Float Operated Switch | LS-800 | UL 1604 | -
Automatic Fixed Installation using Water | Sprinkler System | Gems Sensors | Float Operated Switch | XM-36490 | UL 1604 | -
Automatic Fixed Installation using Water | Sprinkler System | Gems Sensors | Float Operated Switch | XM-800 | UL 1604 | -
Automatic Fixed Installation using Water | Sprinkler System | Johnson | Control Flow-Operated Switch | F61KB | UL | -
Automatic Fixed Installation using Water | Sprinkler System | Notifier | Vane-Type Waterflow Detector | WFD | UL | -
Automatic Fixed Installation using Water | Sprinkler System | Notifier | Water Flow Switches (50, 65, 75, 100, 125, 150, 200mm) | WFD | FOC | -
Automatic Fixed Installation using Water | Sprinkler System | Potter Electric Signal Co | Pressure Actuated Alarm Switch | PS100-2 | FM 3132 | -
Automatic Fixed Installation using Water | Sprinkler System | Potter Electric Signal Co | Pressure Actuated Alarm Switch | PS10-1 | FM 3132 | -
Automatic Fixed Installation using Water | Sprinkler System | Potter Electric Signal Co | Pressure Actuated Alarm Switch | PS10-2 | FM 3132 | -
Automatic Fixed Installation using Water | Sprinkler System | Potter Electric Signal Co | Pressure Actuated Alarm Switch | PS120-1 | FM 3132 | -
Automatic Fixed Installation using Water | Sprinkler System | Potter Electric Signal Co | Pressure Actuated Alarm Switch | PS120-2 | FM 3132 | -
Automatic Fixed Installation using Water | Sprinkler System | Potter Electric Signal Co | Pressure Actuated Alarm Switch | PS40-1 | FM 3132 | -
Automatic Fixed Installation using Water | Sprinkler System | Potter Electric Signal Co | Pressure Actuated Alarm Switch | PS40-2 | FM 3132 | -
Automatic Fixed Installation using Water | Sprinkler System | Potter Electric Signal Co | Pressure Actuated Alarm Switch | VSR | FM 1042 | -
Automatic Fixed Installation using Water | Sprinkler System | Potter Electric Signal Co | Pressure Actuated Alarm Switch | VSR-TSK | FM 1042 | -
Automatic Fixed Installation using Water | Sprinkler System | Project Fire Engineers Ltd. | Automatic Flow Switch Tester System | Zonecheck | LPC, FMRC, UL | -
Automatic Fixed Installation using Water | Sprinkler System | Arrow Tank & Engineering Co | Ratio Flow Controller |  | UL | -
Automatic Fixed Installation using Water | Sprinkler System | Grinnell | Waterflow Indicator | WFD | UL | -
Automatic Fixed Installation using Water | Sprinkler System | System Sensor | Water Flow Switches | WFD | UL | -
Automatic Fixed Installation using Water | Sprinkler System | System Sensor | Water Flow Switches | WFD | UL | -
Automatic Fixed Installation using Water | Sprinkler System | System Sensor | Water Flow Switches | WFD-10 | UL | -
Automatic Fixed Installation using Water | Sprinkler System | System Sensor | Water Flow Switches | WFD20 | UL | -
Automatic Fixed Installation using Water | Sprinkler System | System Sensor | Waterflow Indicator (Paddle Type) | WFD20 | UL 348 | -
Automatic Fixed Installation using Water | Sprinkler System | System Sensor | Water Flow Switches | WFD25 | UL | -
Automatic Fixed Installation using Water | Sprinkler System | System Sensor | Waterflow Indicator (Paddle Type) | WFD25 | UL 348 | -
Automatic Fixed Installation using Water | Sprinkler System | System Sensor | Water Flow Switches | WFD30 | UL | -
Automatic Fixed Installation using Water | Sprinkler System | System Sensor | Waterflow Indicator (Paddle Type) | WFD30 | UL 348 | -
Automatic Fixed Installation using Water | Sprinkler System | System Sensor | Waterflow Indicator (Paddle Type) | WFD30-2 | UL 346 | -
Automatic Fixed Installation using Water | Sprinkler System | System Sensor | Water Flow Switches | WFD35 | UL | -
Automatic Fixed Installation using Water | Sprinkler System | System Sensor | Waterflow Indicator (Paddle Type) | WFD35 | UL 348 | -
Automatic Fixed Installation using Water | Sprinkler System | System Sensor | Water Flow Switches | WFD40 | UL | -
Automatic Fixed Installation using Water | Sprinkler System | System Sensor | Waterflow Indicator (Paddle Type) | WFD40 | UL 348 | -
Automatic Fixed Installation using Water | Sprinkler System | System Sensor | Water Flow Switches | WFD50 | UL | -
Automatic Fixed Installation using Water | Sprinkler System | System Sensor | Waterflow Indicator (Paddle Type) | WFD50 | UL 348 | -
Automatic Fixed Installation using Water | Sprinkler System | System Sensor | Water Flow Switches | WFD60 | UL | -
Automatic Fixed Installation using Water | Sprinkler System | System Sensor | Waterflow Indicator (Paddle Type) | WFD60 | UL 348 | -
Automatic Fixed Installation using Water | Sprinkler System | System Sensor | Water Flow Switches | WFD80 | UL | -
Automatic Fixed Installation using Water | Sprinkler System | System Sensor | Waterflow Indicator (Paddle Type) | WFD80 | UL 348 | -
Automatic Fixed Installation using Water | Sprinkler System | System Sensor | Water Flow Switches | WFDC | UL | -
Automatic Fixed Installation using Water | Sprinkler System | System Sensor | Water Flow Switches | WFD-H | UL | -
Automatic Fixed Installation using Water | Sprinkler System | System Sensor | Water Flow Switches | WFD-LR | UL | -
Automatic Fixed Installation using Water | Sprinkler System | System Sensor | Water Flow Switches | WFDT | UL | -
Automatic Fixed Installation using Water | Sprinkler System | System Sensor | Waterflow Indicator (Paddle Type) | WFDT | UL 348 | -
Automatic Fixed Installation using Water | Sprinkler System | System Sensor | Waterflow Indicator (Paddle Type) | WFDTH | UL 348 | -
Automatic Fixed Installation using Water | Sprinkler System | System Sensor | Water Flow Switches | WFDTNR | UL | -
Automatic Fixed Installation using Water | Sprinkler System | System Sensor | Waterflow Indicator (Paddle Type) | WFDTNR | UL 348 | -
Automatic Fixed Installation using Water | Sprinkler System | System Sensor, Div. of Pittway Corp. | Waterflow indicator | AFD20 | UL 346 | -
Automatic Fixed Installation using Water | Sprinkler System | System Sensor, Div. of Pittway Corp. | Waterflow indicator | AFD25 | UL 346 | -
Automatic Fixed Installation using Water | Sprinkler System | System Sensor, Div. of Pittway Corp. | Waterflow indicator | AFD30-2 | UL 346 | -
Automatic Fixed Installation using Water | Sprinkler System | System Sensor, Div. of Pittway Corp. | Waterflow indicator | AFD35 | UL 346 | -
Automatic Fixed Installation using Water | Sprinkler System | System Sensor, Div. of Pittway Corp. | Waterflow indicator | AFD40 | UL 346 | -
Automatic Fixed Installation using Water | Sprinkler System | System Sensor, Div. of Pittway Corp. | Waterflow indicator | AFD50 | UL 346 | -
Automatic Fixed Installation using Water | Sprinkler System | System Sensor, Div. of Pittway Corp. | Waterflow indicator | AFD60 | UL 346 | -
Automatic Fixed Installation using Water | Sprinkler System | System Sensor, Div. of Pittway Corp. | Waterflow indicator | AFD80 | UL 346 | -
Automatic Fixed Installation using Water | Sprinkler System | System Sensor, Div. of Pittway Corp. | Waterflow indicator | AFDT | UL 346 | -
Automatic Fixed Installation using Water | Sprinkler System | System Sensor, Div. of Pittway Corp. | Waterflow indicator | AFDTH | UL 346 | -
Automatic Fixed Installation using Water | Sprinkler System | System Sensor, Div. of Pittway Corp. | Waterflow indicator | LFD20 | UL 346 | -
Automatic Fixed Installation using Water | Sprinkler System | System Sensor, Div. of Pittway Corp. | Waterflow indicator | LFD25-73MM | UL 346 | -
Automatic Fixed Installation using Water | Sprinkler System | System Sensor, Div. of Pittway Corp. | Waterflow indicator | LFD25-76MM | UL 346 | -
Automatic Fixed Installation using Water | Sprinkler System | System Sensor, Div. of Pittway Corp. | Waterflow indicator | LFD30-2 | UL 346 | -
Automatic Fixed Installation using Water | Sprinkler System | System Sensor, Div. of Pittway Corp. | Waterflow indicator | LFD40 | UL 346 | -
Automatic Fixed Installation using Water | Sprinkler System | Aquatherm GmbH | Plastic pipe and fittings | Aquatherm "Firestop" Fusionlen PP-R80 | LPS 1260 2.1 | -
Automatic Fixed Installation using Water | Sprinkler System | Central Sprinkler Co | CPVC Sprinkler Pipe |  | FMRC 1635 | -
Automatic Fixed Installation using Water | Sprinkler System | Central Sprinkler Co | CPVC Fittings |  | FMRC 1635 | -
Automatic Fixed Installation using Water | Sprinkler System | Cherng Duey Industrial Corp. Ltd. | Flexible Sprinkler Hose with Fittings for Commercial Suspended Ceilings | P-9100 2 ft @0◦ | Class 1637 | -
Automatic Fixed Installation using Water | Sprinkler System | Cherng Duey Industrial Corp. Ltd. | Flexible Sprinkler Hose with Fittings for Commercial Suspended Ceilings | P-9100 2 ft @90◦ | Class 1637 | -
Automatic Fixed Installation using Water | Sprinkler System | Cherng Duey Industrial Corp. Ltd. | Flexible Sprinkler Hose with Fittings for Commercial Suspended Ceilings | P-9100 4 ft @0◦ | Class 1637 | -
Automatic Fixed Installation using Water | Sprinkler System | Cherng Duey Industrial Corp. Ltd. | Flexible Sprinkler Hose with Fittings for Commercial Suspended Ceilings | P-9100 4 ft @90◦ | Class 1637 | -
Automatic Fixed Installation using Water | Sprinkler System | Cherng Duey Industrial Corp. Ltd. | Flexible Sprinkler Hose with Fittings for Commercial Suspended Ceilings | P-9100 6 ft @0◦ | Class 1637 | -
Automatic Fixed Installation using Water | Sprinkler System | Cherng Duey Industrial Corp. Ltd. | Flexible Sprinkler Hose with Fittings for Commercial Suspended Ceilings | P-9100 6 ft @90◦ | Class 1637 | -
Automatic Fixed Installation using Water | Sprinkler System | Cherng Duey Industrial Corp. Ltd. | Flexible Sprinkler Hose with Fittings for Commercial Suspended Ceilings | P-9100 7 ft @0◦ | Class 1637 | -
Automatic Fixed Installation using Water | Sprinkler System | Cherng Duey Industrial Corp. Ltd. | Flexible Sprinkler Hose with Fittings for Commercial Suspended Ceilings | P-9100 7 ft @90◦ | Class 1637 | -
Automatic Fixed Installation using Water | Sprinkler System | Cherng Duey Industrial Corp. Ltd. | Flexible sprinkler hose fittings | P-9500-1200mm-1 90◦ | UL 199, UL 1474 | -
Automatic Fixed Installation using Water | Sprinkler System | Cherng Duey Industrial Corp. Ltd. | Flexible sprinkler hose fittings | P-9500-1200mm-3 90◦ | UL 199, UL 1474 | -
Automatic Fixed Installation using Water | Sprinkler System | Cherng Duey Industrial Corp. Ltd. | Flexible sprinkler hose fittings | P-9500-1500mm-1 90◦ | UL 199, UL 1474 | -
Automatic Fixed Installation using Water | Sprinkler System | Cherng Duey Industrial Corp. Ltd. | Flexible sprinkler hose fittings | P-9500-1500mm-3 90◦ | UL 199, UL 1474 | -
Automatic Fixed Installation using Water | Sprinkler System | Cherng Duey Industrial Corp. Ltd. | Flexible sprinkler hose fittings | P-9500-1800mm-1 90◦ | UL 199, UL 1474 | -
Automatic Fixed Installation using Water | Sprinkler System | Cherng Duey Industrial Corp. Ltd. | Flexible sprinkler hose fittings | P-9500-1800mm-3 90◦ | UL 199, UL 1474 | -
Automatic Fixed Installation using Water | Sprinkler System | Cherng Duey Industrial Corp. Ltd. | Flexible sprinkler hose fittings | P-9500-2100mm-1 90◦ | UL 199, UL 1474 | -
Automatic Fixed Installation using Water | Sprinkler System | Cherng Duey Industrial Corp. Ltd. | Flexible sprinkler hose fittings | P-9500-2100mm-3 90◦ | UL 199, UL 1474 | -
Automatic Fixed Installation using Water | Sprinkler System | Cherng Duey Industrial Corp. Ltd. | Flexible sprinkler hose fittings | P-9500-2400mm-1 90◦ | UL 199, UL 1474 | -
Automatic Fixed Installation using Water | Sprinkler System | Cherng Duey Industrial Corp. Ltd. | Flexible sprinkler hose fittings | P-9500-2400mm-3 90◦ | UL 199, UL 1474 | -
Automatic Fixed Installation using Water | Sprinkler System | Cherng Duey Industrial Corp. Ltd. | Flexible sprinkler hose fittings | P-9500-600mm-1 90◦ | UL 199, UL 1474 | -
Automatic Fixed Installation using Water | Sprinkler System | Cherng Duey Industrial Corp. Ltd. | Flexible sprinkler hose fittings | P-9500-600mm-2 90◦ | UL 199, UL 1474 | -
Automatic Fixed Installation using Water | Sprinkler System | Cherng Duey Industrial Corp. Ltd. | Flexible sprinkler hose fittings | P-9500-900mm-1 90◦ | UL 199, UL 1474 | -
Automatic Fixed Installation using Water | Sprinkler System | Cherng Duey Industrial Corp. Ltd. | Flexible sprinkler hose fittings | P-9500-900mm-3 90◦ | UL 199, UL 1474 | -
Automatic Fixed Installation using Water | Sprinkler System | Cherng Duey Industrial Corp. Ltd. | Flexible Sprinkler Hose with Fittings for Commercial Suspended Ceilings | P-9700 2 ft @0◦ | Class 1637 | -
Automatic Fixed Installation using Water | Sprinkler System | Cherng Duey Industrial Corp. Ltd. | Flexible Sprinkler Hose with Fittings for Commercial Suspended Ceilings | P-9700 2 ft @90◦ | Class 1637 | -
Automatic Fixed Installation using Water | Sprinkler System | Cherng Duey Industrial Corp. Ltd. | Flexible Sprinkler Hose with Fittings for Commercial Suspended Ceilings | P-9700 4 ft @0◦ | Class 1637 | -
Automatic Fixed Installation using Water | Sprinkler System | Cherng Duey Industrial Corp. Ltd. | Flexible Sprinkler Hose with Fittings for Commercial Suspended Ceilings | P-9700 4 ft @90◦ | Class 1637 | -
Automatic Fixed Installation using Water | Sprinkler System | Cherng Duey Industrial Corp. Ltd. | Flexible Sprinkler Hose with Fittings for Commercial Suspended Ceilings | P-9700 6 ft @0◦ | Class 1637 | -
Automatic Fixed Installation using Water | Sprinkler System | Cherng Duey Industrial Corp. Ltd. | Flexible Sprinkler Hose with Fittings for Commercial Suspended Ceilings | P-9700 6 ft @90◦ | Class 1637 | -
Automatic Fixed Installation using Water | Sprinkler System | Cherng Duey Industrial Corp. Ltd. | Flexible Sprinkler Hose with Fittings for Commercial Suspended Ceilings | P-9700 7 ft @0◦ | Class 1637 | -
Automatic Fixed Installation using Water | Sprinkler System | Cherng Duey Industrial Corp. Ltd. | Flexible Sprinkler Hose with Fittings for Commercial Suspended Ceilings | P-9700 7 ft @90◦ | Class 1637 | -
Automatic Fixed Installation using Water | Sprinkler System | Cherng Duey Industrial Corp. Ltd. | Flexible Sprinkler Hose with Fittings for Clean Rooms | P-9710 2 ft | Class 1637 | -
Automatic Fixed Installation using Water | Sprinkler System | Cherng Duey Industrial Corp. Ltd. | Flexible Sprinkler Hose with Fittings for Clean Rooms | P-9710 4 ft | Class 1637 | -
Automatic Fixed Installation using Water | Sprinkler System | Cherng Duey Industrial Corp. Ltd. | Flexible Sprinkler Hose with Fittings for Clean Rooms | P-9710 6 ft | Class 1637 | -
Automatic Fixed Installation using Water | Sprinkler System | Cherng Duey Industrial Corp. Ltd. | Flexible Sprinkler Hose with Fittings for Clean Rooms | P-9710 7 ft | Class 1637 | -
Automatic Fixed Installation using Water | Sprinkler System | Cherng Duey Industrial Corp. Ltd. | Flexible Sprinkler Hose with Fittings for Clean Rooms | P-9720 2 ft | Class 1637 | -
Automatic Fixed Installation using Water | Sprinkler System | Cherng Duey Industrial Corp. Ltd. | Flexible Sprinkler Hose with Fittings for Clean Rooms | P-9720 4 ft | Class 1637 | -
Automatic Fixed Installation using Water | Sprinkler System | Cherng Duey Industrial Corp. Ltd. | Flexible Sprinkler Hose with Fittings for Clean Rooms | P-9720 6 ft | Class 1637 | -
Automatic Fixed Installation using Water | Sprinkler System | Cherng Duey Industrial Corp. Ltd. | Flexible Sprinkler Hose with Fittings for Clean Rooms | P-9720 7 ft | Class 1637 | -
Automatic Fixed Installation using Water | Sprinkler System | Cherng Duey Industrial Corp. Ltd. | Flexible Sprinkler Hose with Fittings for Ducts | P-9900 2 ft | Class 1637 | -
Automatic Fixed Installation using Water | Sprinkler System | Cherng Duey Industrial Corp. Ltd. | Flexible Sprinkler Hose with Fittings for Ducts | P-9900 4 ft | Class 1637 | -
Automatic Fixed Installation using Water | Sprinkler System | Cherng Duey Industrial Corp. Ltd. | Flexible Sprinkler Hose with Fittings for Ducts | P-9900 6 ft | Class 1637 | -
Automatic Fixed Installation using Water | Sprinkler System | Cherng Duey Industrial Corp. Ltd. | Flexible Sprinkler Hose with Fittings for Ducts | P-9900 7 ft | Class 1637 | -
Automatic Fixed Installation using Water | Sprinkler System | Cherng Duey Industrial Corp. Ltd. | Flexible Sprinkler Hose with Fittings for Clean Rooms | SPB-2.1 ft | Class 1637 | -
Automatic Fixed Installation using Water | Sprinkler System | Cherng Duey Industrial Corp. Ltd. | Flexible Sprinkler Hose with Fittings for Clean Rooms | SPB-2.6 ft | Class 1637 | -
Automatic Fixed Installation using Water | Sprinkler System | Cherng Duey Industrial Corp. Ltd. | Flexible Sprinkler Hose with Fittings for Clean Rooms | SPB-3.1 ft | Class 1637 | -
Automatic Fixed Installation using Water | Sprinkler System | Cherng Duey Industrial Corp. Ltd. | Flexible Sprinkler Hose with Fittings for Clean Rooms | SPB-3.3 ft | Class 1637 | -
Automatic Fixed Installation using Water | Sprinkler System | Cherng Duey Industrial Corp. Ltd. | Flexible Sprinkler Hose with Fittings for Clean Rooms | SPB-3.5 ft | Class 1637 | -
Automatic Fixed Installation using Water | Sprinkler System | Cherng Duey Industrial Corp. Ltd. | Flexible Sprinkler Hose with Fittings for Clean Rooms | SPB-3.8 ft | Class 1637 | -
Automatic Fixed Installation using Water | Sprinkler System | Cherng Duey Industrial Corp. Ltd. | Flexible Sprinkler Hose with Fittings for Clean Rooms | SPB-3.9 ft | Class 1637 | -
Automatic Fixed Installation using Water | Sprinkler System | Cherng Duey Industrial Corp. Ltd. | Flexible Sprinkler Hose with Fittings for Clean Rooms | SPB-4.4 ft | Class 1637 | -
Automatic Fixed Installation using Water | Sprinkler System | Cherng Duey Industrial Corp. Ltd. | Flexible Sprinkler Hose with Fittings for Clean Rooms | SPB-5.2 ft | Class 1637 | -
Automatic Fixed Installation using Water | Sprinkler System | Cherng Duey Industrial Corp. Ltd. | Flexible Sprinkler Hose with Fittings for Clean Rooms | SPL-1.9 ft | Class 1637 | -
Automatic Fixed Installation using Water | Sprinkler System | Creative System, Inc. | Support System with Decorative Cover for use with CPVC Sprinkler Pipe and Fittings 3/4", 1", 1 1/4", 1 1/2", 2" | Decoshield | UL 1821 | -
Automatic Fixed Installation using Water | Sprinkler System | Creative System, Inc. | Cover System for Copper & Steel Sprinkler Piping 3/4", 1", 1 1/4", 1 1/2", 2" | Decoshield-M | UL 1821 | -
Automatic Fixed Installation using Water | Sprinkler System | Ductilic inc. | Rubber gasketed/Groved and plain end fittings | GT1611 | UL | -
Automatic Fixed Installation using Water | Sprinkler System | Ductilic inc. | Rubber gasketed/Groved and plain end fittings | GT402 | UL | -
Automatic Fixed Installation using Water | Sprinkler System | Ductilic inc. | Rubber gasketed/Groved and plain end fittings | GT402H | UL | -
Automatic Fixed Installation using Water | Sprinkler System | Ductilic inc. | Rubber gasketed/Groved and plain end fittings | GT425 | UL | -
Automatic Fixed Installation using Water | Sprinkler System | Ductilic inc. | Rubber gasketed/Groved and plain end fittings | GT602 | UL | -
Automatic Fixed Installation using Water | Sprinkler System | Ductilic inc. | Rubber gasketed/Groved and plain end fittings | GT604 | UL | -
Automatic Fixed Installation using Water | Sprinkler System | Ductilic inc. | Rubber gasketed/Groved and plain end fittings | GT618 | UL | -
Automatic Fixed Installation using Water | Sprinkler System | Ductilic inc. | Rubber gasketed/Groved and plain end fittings | GT623 | UL | -
Automatic Fixed Installation using Water | Sprinkler System | FlexHead Industries | Flexible sprinkler hose fittings | 2024 24"OAL | UL 1474 | -
Automatic Fixed Installation using Water | Sprinkler System | FlexHead Industries | Flexible sprinkler hose fittings | 2024H | UL 1474 | -
Automatic Fixed Installation using Water | Sprinkler System | FlexHead Industries | Flexible sprinkler hose fittings | 2024S | UL 1474 | -
Automatic Fixed Installation using Water | Sprinkler System | FlexHead Industries | Flexible sprinkler hose fittings | 2036 36"OAL | UL 1474 | -
Automatic Fixed Installation using Water | Sprinkler System | FlexHead Industries | Flexible sprinkler hose fittings | 2036H | UL 1474 | -
Automatic Fixed Installation using Water | Sprinkler System | FlexHead Industries | Flexible sprinkler hose fittings | 2036S | UL 1474 | -
Automatic Fixed Installation using Water | Sprinkler System | FlexHead Industries | Flexible sprinkler hose fittings | 2048 48"OAL | UL 1474 | -
Automatic Fixed Installation using Water | Sprinkler System | FlexHead Industries | Flexible sprinkler hose fittings | 2048H | UL 1474 | -
Automatic Fixed Installation using Water | Sprinkler System | FlexHead Industries | Flexible sprinkler hose fittings | 2048S | UL 1474 | -
Automatic Fixed Installation using Water | Sprinkler System | FlexHead Industries | Flexible sprinkler hose fittings | 2060 60"OAL | UL 1474 | -
Automatic Fixed Installation using Water | Sprinkler System | FlexHead Industries | Flexible sprinkler hose fittings | 2060H | UL 1474 | -
Automatic Fixed Installation using Water | Sprinkler System | FlexHead Industries | Flexible sprinkler hose fittings | 2060S | UL 1474 | -
Automatic Fixed Installation using Water | Sprinkler System | FlexHead Industries | Flexible sprinkler hose fittings | 2072 72"OAL | UL 1474 | -
Automatic Fixed Installation using Water | Sprinkler System | FlexHead Industries | Flexible sprinkler hose fittings | 2072H | UL 1474 | -
Automatic Fixed Installation using Water | Sprinkler System | FlexHead Industries | Flexible sprinkler hose fittings | 2072S | UL 1474 | -
Automatic Fixed Installation using Water | Sprinkler System | Gentler Industrial Co Ltd. | Lightweight Coupling | GT402 | UL | -
Automatic Fixed Installation using Water | Sprinkler System | Gentler Industrial Co Ltd. | Light weight flexible type grooved coupling | GT-402 | FMRC | -
Automatic Fixed Installation using Water | Sprinkler System | Gentler Industrial Co Ltd. | Standard Weight Coupling | GT402H | UL | -
Automatic Fixed Installation using Water | Sprinkler System | Gentler Industrial Co Ltd. | Standard weight flexible type grooved coupling | GT-402H | FMRC | -
Automatic Fixed Installation using Water | Sprinkler System | Gentler Industrial Co Ltd. | Coupling Reducing | GT-412 | FMRC, UL | -
Automatic Fixed Installation using Water | Sprinkler System | Gentler Industrial Co Ltd. | Grooved Mechanical Tees | GT-413A | FMRC, UL | -
Automatic Fixed Installation using Water | Sprinkler System | Gentler Industrial Co Ltd. | Thread Mechanical Tees | GT-413B | FMRC, UL | -
Automatic Fixed Installation using Water | Sprinkler System | Gentler Industrial Co Ltd. | Thread Mechanical Tees | GT-413C | FMRC, UL | -
Automatic Fixed Installation using Water | Sprinkler System | Gentler Industrial Co Ltd. | Flange Adapters | GT425 | UL | -
Automatic Fixed Installation using Water | Sprinkler System | Gentler Industrial Co Ltd. | Flange Adaptors | GT-425 | FMRC, UL | -
Automatic Fixed Installation using Water | Sprinkler System | Gentler Industrial Co Ltd. | 90 Elbow | GT602 | UL | -
Automatic Fixed Installation using Water | Sprinkler System | Gentler Industrial Co Ltd. | 90∘Elbow | GT-602 | FMRC, UL | -
Automatic Fixed Installation using Water | Sprinkler System | Gentler Industrial Co Ltd. | 45 Elbow | GT604 | UL | -
Automatic Fixed Installation using Water | Sprinkler System | Gentler Industrial Co Ltd. | 45∘Elbow | GT-604 | FMRC, UL | -
Automatic Fixed Installation using Water | Sprinkler System | Gentler Industrial Co Ltd. | Tee | GT611 | UL | -
Automatic Fixed Installation using Water | Sprinkler System | Gentler Industrial Co Ltd. | Tees | GT-611 | FMRC, UL | -
Automatic Fixed Installation using Water | Sprinkler System | Gentler Industrial Co Ltd. | Cap | GT618 | UL | -
Automatic Fixed Installation using Water | Sprinkler System | Gentler Industrial Co Ltd. | Caps | GT-618 | FMRC, UL | -
Automatic Fixed Installation using Water | Sprinkler System | Gentler Industrial Co Ltd. | Concentric Reducer | GT-623 | FMRC, UL | -
Automatic Fixed Installation using Water | Sprinkler System | Harvel Plastics Inc. | CPVC Sprinkler Pipe | Blazemaster (0.75,1,1.25,1.5,2,2.5,3) | LPCB 816 | -
Automatic Fixed Installation using Water | Sprinkler System | Herchey Valve Co Ltd. | Hershey "Blazemaster" CPVC sprinkler system pipe and fittings | 45◦ elbow | LPCB 648, LPCB 755 | -
Automatic Fixed Installation using Water | Sprinkler System | Herchey Valve Co Ltd. | Hershey "Blazemaster" CPVC sprinkler system pipe and fittings | 45◦ elbow female head adaptor | LPCB 648, LPCB 755 | -
Automatic Fixed Installation using Water | Sprinkler System | Herchey Valve Co Ltd. | Hershey "Blazemaster" CPVC sprinkler system pipe and fittings | 90◦ elbow | LPCB 648, LPCB 755 | -
Automatic Fixed Installation using Water | Sprinkler System | Herchey Valve Co Ltd. | Hershey "Blazemaster" CPVC sprinkler system pipe and fittings | 90◦ elbow male head adaptor | LPCB 648, LPCB 755 | -
Automatic Fixed Installation using Water | Sprinkler System | Herchey Valve Co Ltd. | Hershey "Blazemaster" CPVC sprinkler system pipe and fittings | Cap | LPCB 648, LPCB 755 | -
Automatic Fixed Installation using Water | Sprinkler System | Herchey Valve Co Ltd. | Hershey "Blazemaster" CPVC sprinkler system pipe and fittings | Cross | LPCB 648, LPCB 755 | -
Automatic Fixed Installation using Water | Sprinkler System | Herchey Valve Co Ltd. | Hershey "Blazemaster" CPVC sprinkler system pipe and fittings | Female head adaotor | LPCB 648, LPCB 755 | -
Automatic Fixed Installation using Water | Sprinkler System | Herchey Valve Co Ltd. | Hershey "Blazemaster" CPVC sprinkler system pipe and fittings | Male adaptor | LPCB 648, LPCB 755 | -
Automatic Fixed Installation using Water | Sprinkler System | Herchey Valve Co Ltd. | Hershey "Blazemaster" CPVC sprinkler system pipe and fittings | Pipe | LPCB 648, LPCB 755 | -
Automatic Fixed Installation using Water | Sprinkler System | Herchey Valve Co Ltd. | Hershey "Blazemaster" CPVC sprinkler system pipe and fittings | Reducer bush | LPCB 648, LPCB 755 | -
Automatic Fixed Installation using Water | Sprinkler System | Herchey Valve Co Ltd. | Hershey "Blazemaster" CPVC sprinkler system pipe and fittings | Reducing cross | LPCB 648, LPCB 755 | -
Automatic Fixed Installation using Water | Sprinkler System | Herchey Valve Co Ltd. | Hershey "Blazemaster" CPVC sprinkler system pipe and fittings | Spigot sprinkler head adaptor | LPCB 648, LPCB 755 | -
Automatic Fixed Installation using Water | Sprinkler System | Herchey Valve Co Ltd. | Hershey "Blazemaster" CPVC sprinkler system pipe and fittings | Sprinkler head tee | LPCB 648, LPCB 755 | -
Automatic Fixed Installation using Water | Sprinkler System | Herchey Valve Co Ltd. | Hershey "Blazemaster" CPVC sprinkler system pipe and fittings | Straight coupling | LPCB 648, LPCB 755 | -
Automatic Fixed Installation using Water | Sprinkler System | Herchey Valve Co Ltd. | Hershey "Blazemaster" CPVC sprinkler system pipe and fittings | Tee | LPCB 648, LPCB 755 | -
Automatic Fixed Installation using Water | Sprinkler System | KLAMBON | Grooved Pipe Couplings | LP165 | EPDM | -
Automatic Fixed Installation using Water | Sprinkler System | KLAMBON | Grooved Pipe Couplings | LP2 | EPDM | -
Automatic Fixed Installation using Water | Sprinkler System | KLAMBON | Grooved Pipe Couplings | LP3 | EPDM | -
Automatic Fixed Installation using Water | Sprinkler System | KLAMBON | Grooved Pipe Couplings | LP4 | EPDM | -
Automatic Fixed Installation using Water | Sprinkler System | KLAMBON | Grooved Pipe Couplings | LP65 | EPDM | -
Automatic Fixed Installation using Water | Sprinkler System | KLAMBON | Grooved Pipe Couplings | LP65 | EPDM | -
Automatic Fixed Installation using Water | Sprinkler System | KLAMBON | Grooved Pipe Couplings | MP8 | EPDM | -
Automatic Fixed Installation using Water | Sprinkler System | Paradise Industry Co Ltd. | Flexible Sprinkler Hose Fittings | FPSJ-700 through 3700 | UL 1474 | -
Automatic Fixed Installation using Water | Sprinkler System | Paradise Industry Co Ltd. | Flexible Sprinkler Hose Fittings | FPSJ-700-4 through 3700-4 | UL 1474 | -
Automatic Fixed Installation using Water | Sprinkler System | Paradise Industry Co Ltd. | Flexible Sprinkler Hose Fittings | FPSJ-700-5 through 3700-5 | UL 1474 | -
Automatic Fixed Installation using Water | Sprinkler System | Pipe Joint Engineering Co | Pipe Fittings | 45∘Elbow | UL/FM/LPC | -
Automatic Fixed Installation using Water | Sprinkler System | Pipe Joint Engineering Co | Pipe Fittings | 90∘Elbow | UL/FM/LPC | -
Automatic Fixed Installation using Water | Sprinkler System | Pipe Joint Engineering Co | Pipe Fittings | End Caps | UL/FM/LPC | -
Automatic Fixed Installation using Water | Sprinkler System | Pipe Joint Engineering Co | Pipe Fittings | Reducer | UL/FM/LPC | -
Automatic Fixed Installation using Water | Sprinkler System | Pipe Joint Engineering Co | Pipe Fittings | Straight Tee | UL/FM/LPC | -
Automatic Fixed Installation using Water | Sprinkler System | Pipe Joint Engineering Co | Flexible Pipe Couplings | Style D | UL/FM/LPC | -
Automatic Fixed Installation using Water | Sprinkler System | Pipe Joint Engineering Co | Pipe Fittings | Super Tee | UL/FM/LPC | -
Automatic Fixed Installation using Water | Sprinkler System | Spears Manufacturing Co | "Flameguard" CPVC sprinkler pipe fittings | 45 Elbox (All Socket): 0.75,1,1.25,1.5,2,2.5,3 | LPS 1260 | -
Automatic Fixed Installation using Water | Sprinkler System | Spears Manufacturing Co | "Flameguard" CPVC sprinkler pipe fittings | 90 Elbox (All Socket): 0.75,1,1.25,1.5,2,2.5,3 | LPS 1260 | -
Automatic Fixed Installation using Water | Sprinkler System | Spears Manufacturing Co | "Flameguard" CPVC sprinkler pipe fittings | 90 Street Elbox (Spig x Soc): 0.75,1,1.25,1.5,2 | LPS 1260 | -
Automatic Fixed Installation using Water | Sprinkler System | Spears Manufacturing Co | CPVC Pipe & Fittings for Sprinkler System | BlazeMaster | UL | -
Automatic Fixed Installation using Water | Sprinkler System | Spears Manufacturing Co | "Flameguard" CPVC sprinkler pipe fittings | Cap (Soc): 0.75, 1, 1.25, 1.5, 2, 2.5, 3, . | LPS 1260 | -
Automatic Fixed Installation using Water | Sprinkler System | Spears Manufacturing Co | "Flameguard" CPVC sprinkler pipe fittings | Coupling (Soc x Soc): 0.75,1,1.25,1.5,2,2.5,3 | LPS 1260 | -
Automatic Fixed Installation using Water | Sprinkler System | Spears Manufacturing Co | "Flameguard" CPVC sprinkler pipe fittings | Cross (All Socket): 0.75,1,1.25,1.5,2,2.5,3 | LPS 1260 | -
Automatic Fixed Installation using Water | Sprinkler System | Spears Manufacturing Co | "Flameguard" CPVC sprinkler pipe fittings | Female Adapter (Soc x Metal FIPT): 0.75, 1, 1.25, 1.5, 2 | LPS 1260 | -
Automatic Fixed Installation using Water | Sprinkler System | Spears Manufacturing Co | "Flameguard" CPVC sprinkler pipe fittings | Female Adapter (Soc x SR FIPT): 0.75, 1, 1.25 | LPS 1260 | -
Automatic Fixed Installation using Water | Sprinkler System | Spears Manufacturing Co | "Flameguard" CPVC sprinkler pipe fittings | Flange (Soc): 0.75, 1, 1.25, 1.5, 2, 2.5, 3 | LPS 1260 | -
Automatic Fixed Installation using Water | Sprinkler System | Spears Manufacturing Co | "Flameguard" CPVC sprinkler pipe fittings | Flange, Van Stone Style (Spig): 0.75, 1, 1.25, 1.5, 2, 2.5, 3 | LPS 1260 | -
Automatic Fixed Installation using Water | Sprinkler System | Spears Manufacturing Co | "Flameguard" CPVC sprinkler pipe fittings | Flange. Blind: 0.75, 1, 1.25, 1.5, 2, 2.5, 3 | LPS 1260 | -
Automatic Fixed Installation using Water | Sprinkler System | Spears Manufacturing Co | "Flameguard" CPVC sprinkler pipe fittings | Grooved Coupling Adapter (Grv x Soc): 1.25, 1.5, 2, 2.5, 3 | LPS 1260 | -
Automatic Fixed Installation using Water | Sprinkler System | Spears Manufacturing Co | "Flameguard" CPVC sprinkler pipe fittings | Reducer Bushing (Spig x Soc): 1x0.75, 1.25x0.75, 1.25x1, 1.5x0.75, 1.5x1, 1.5x1.25, x0.75, 2x1, 2x1.25, 2x1.5, 2.5x1.25, 2.5x1.5, 2.5x2, 3x2, 3x2.5, | LPS 1260 | -
Automatic Fixed Installation using Water | Sprinkler System | Spears Manufacturing Co | "Flameguard" CPVC sprinkler pipe fittings | Reducer Coupling (Soc x Soc): 1x0.75, 1.25x0.75, 1.25x1, 1.5x0.75, 1.5x1, 1.5x1.25, 2x0.75, 2x1, 2x1.25, 2x1.5, 2.5x1.5, 2.5x2 | LPS 1260 | -
Automatic Fixed Installation using Water | Sprinkler System | Spears Manufacturing Co | "Flameguard" CPVC sprinkler pipe fittings | Reducing 90 Elbox (All Socket): 1x0.75 | LPS 1260 | -
Automatic Fixed Installation using Water | Sprinkler System | Spears Manufacturing Co | "Flameguard" CPVC sprinkler pipe fittings | Reducing Cross (All Socket): 1x1x0.75x0.75 | LPS 1260 | -
Automatic Fixed Installation using Water | Sprinkler System | Spears Manufacturing Co | "Flameguard" CPVC sprinkler pipe fittings | Reducing Tee (Soc x Soc x Soc): 0.75x0.75x1, 1x0.75x0.75, 1x0.75x1, 1x1x0.75, 1.25x1x0.75, 1.25x1x1, 1.25x1x1.25, 1.25x1.25x0.75, 1.25x1.25x1, 1.25x1.25x1.5, 1.5x1.25x0.75, 1.5x1.25x1, 1.5x1.5x0.75, 1.5x1.5x1, 1.5x1.5x1.25, 1.5x1.5x2, 2x2x0.75, 2x2x1, 2x2x1.5, 2.5x2.5x1, 2.5x2.5x1.25, 2.5x2.5x1.5, 3x3x2, 3x3x2.5 | LPS 1260 | -
Automatic Fixed Installation using Water | Sprinkler System | Spears Manufacturing Co | "Flameguard" CPVC sprinkler pipe fittings | Spigot Female Adapter (Spig x Metal FIPT): 0.75, 1 | LPS 1260 | -
Automatic Fixed Installation using Water | Sprinkler System | Spears Manufacturing Co | "Flameguard" CPVC sprinkler pipe fittings | Spigot Female Adapter (Spig x SR FIPT): 0.75, 1 | LPS 1260 | -
Automatic Fixed Installation using Water | Sprinkler System | Spears Manufacturing Co | "Flameguard" CPVC sprinkler pipe fittings | Spigot Sprinkler Head Adapter (Spig x Metal FIPT): 0.75x0.5, 1x0.5 | LPS 1260 | -
Automatic Fixed Installation using Water | Sprinkler System | Spears Manufacturing Co | "Flameguard" CPVC sprinkler pipe fittings | Spigot Sprinkler Head Adapter (Spig x SR FIPT): 0.75x0.5, 1x0.5 | LPS 1260 | -
Automatic Fixed Installation using Water | Sprinkler System | Spears Manufacturing Co | "Flameguard" CPVC sprinkler pipe fittings | Sprinkler Head 90 Elbow (Socket x Metal FIPT): 0.75x0.5, 1x0.5, 1x0.75, 1.25x0.5 | LPS 1260 | -
Automatic Fixed Installation using Water | Sprinkler System | Spears Manufacturing Co | "Flameguard" CPVC sprinkler pipe fittings | Sprinkler Head 90 Elbow (Socket x SR FIPT): 0.75x0.5, 1x0.5, 1x0.75, 1.25x0.5 | LPS 1260 | -
Automatic Fixed Installation using Water | Sprinkler System | Spears Manufacturing Co | "Flameguard" CPVC sprinkler pipe fittings | Sprinkler Head Adapter (Soc x Metal FIPT): 0.75x0.5, 1x0.5, 1x0.75 | LPS 1260 | -
Automatic Fixed Installation using Water | Sprinkler System | Spears Manufacturing Co | "Flameguard" CPVC sprinkler pipe fittings | Sprinkler Head Adapter (Soc x SR FIPT): 0.75x1.5, 1x0.5, 1x0.75 | LPS 1260 | -
Automatic Fixed Installation using Water | Sprinkler System | Spears Manufacturing Co | "Flameguard" CPVC sprinkler pipe fittings | Sprinkler Head Adapter Long Body (Soc x Metal FIPT): 1x0.5 | LPS 1260 | -
Automatic Fixed Installation using Water | Sprinkler System | Spears Manufacturing Co | "Flameguard" CPVC sprinkler pipe fittings | Sprinkler Head Adapter with Positioning Ring (Soc x Metal FIPT): 0.75x0.5 | LPS 1260 | -
Automatic Fixed Installation using Water | Sprinkler System | Spears Manufacturing Co | "Flameguard" CPVC sprinkler pipe fittings | Sprinkler Head Cross, Sidewall (Soc x SR FIPT): 1x0.5, 1x0.75 | LPS 1260 | -
Automatic Fixed Installation using Water | Sprinkler System | Spears Manufacturing Co | "Flameguard" CPVC sprinkler pipe fittings | Sprinkler Head Tee (Soc x Metal FIPT x Soc): 1x0.5x1 | LPS 1260 | -
Automatic Fixed Installation using Water | Sprinkler System | Spears Manufacturing Co | "Flameguard" CPVC sprinkler pipe fittings | Sprinkler Head Tee (Soc x Soc x Metal FIPT): | LPS 1260 | -
Automatic Fixed Installation using Water | Sprinkler System | Spears Manufacturing Co | "Flameguard" CPVC sprinkler pipe fittings | Sprinkler Head Tee (Soc x Soc x SR FIPT): | LPS 1260 | -
Automatic Fixed Installation using Water | Sprinkler System | Spears Manufacturing Co | "Flameguard" CPVC sprinkler pipe fittings | Sprinkler Head Tee (Soc x SR FIPT x Soc): 1x0.5x1 | LPS 1260 | -
Automatic Fixed Installation using Water | Sprinkler System | Spears Manufacturing Co | "Flameguard" CPVC sprinkler pipe fittings | Sprinkler Head Tee (SR FIPT x SR FIPT x SOc): 0.5x0.5x1 | LPS 1260 | -
Automatic Fixed Installation using Water | Sprinkler System | Spears Manufacturing Co | "Flameguard" CPVC sprinkler pipe fittings | Street Tee (Spig x Soc x Soc): 0.75,1,1.25,1.5,2 | LPS 1260 | -
Automatic Fixed Installation using Water | Sprinkler System | Spears Manufacturing Co | "Flameguard" CPVC sprinkler pipe fittings | Tee (Soc x Soc x Soc):0.75,1,1.25,1.5,2,2.5,3 | LPS 1260 | -
Automatic Fixed Installation using Water | Sprinkler System | Spears Manufacturing Co | "Flameguard" CPVC sprinkler pipe fittings | Union (Soc x Soc): 0.75, 1, 1.25, 1.5, 2 | LPS 1260 | -
Automatic Fixed Installation using Water | Sprinkler System | Spears Manufacturing Co | "Flameguard" CPVC sprinkler pipe fittings | Union: 0.75, 1, 1.25, 1.5, 2 | LPS 1260 | -
Automatic Fixed Installation using Water | Sprinkler System | Spraysafe | Ceiling Flush Fitting | SF-CF-15/10 | FOC | -
Automatic Fixed Installation using Water | Sprinkler System | Sprink | Flange Adaptor | 41 | UL | -
Automatic Fixed Installation using Water | Sprinkler System | Sprink | Coupling | 705 | UL | -
Automatic Fixed Installation using Water | Sprinkler System | Sprink | Standard Coupling | 707 | UL | -
Automatic Fixed Installation using Water | Sprinkler System | Sprink | Grooved end ductile iron fittings, 45/90 degree elbows and tees |  | UL | -
Automatic Fixed Installation using Water | Sprinkler System | Sprink | Caps |  | UL | -
Automatic Fixed Installation using Water | Sprinkler System | Sprink Inc. | Mechanical Tee | 720 | UL/FMRC | -
Automatic Fixed Installation using Water | Sprinkler System | Sprink Inc. | Mechanical Tee | 721 | UL/FMRC | -
Automatic Fixed Installation using Water | Sprinkler System | Sprink Inc. | Mechanical Tee | 722 | UL | -
Automatic Fixed Installation using Water | Sprinkler System | The Viking Corp. | Quick Response Upright Fusible Link Sprinkler | VK 301 | UL 199 | -
Automatic Fixed Installation using Water | Sprinkler System | The Viking Corp. | Quick Response Pendent Fusible Link Sprinkler | VK 303 | UL 199 | -
Automatic Fixed Installation using Water | Sprinkler System | The Viking Corp. | Quick Response Glass Bulb Upright Sprinkler | VK 900 | UL 199 | -
Automatic Fixed Installation using Water | Sprinkler System | The Viking Corp. | Quick Response Fusible Link Upright Sprinkler | VK 901 | UL 199 | -
Automatic Fixed Installation using Water | Sprinkler System | The Viking Corp. | Standard Response Concealed Pendent | VK190 | UL 199 | -
Automatic Fixed Installation using Water | Sprinkler System | The Viking Corp. | Standard Response Concealed Pendent | VK192 | UL 199 | -
Automatic Fixed Installation using Water | Sprinkler System | The Viking Corp. | Quick Response Concealed Pendent | VK194 | UL 199 | -
Automatic Fixed Installation using Water | Sprinkler System | The Viking Corp. | Quick Response Concealed Pendent extended coverage light hazard | VK196 | UL 199 | -
Automatic Fixed Installation using Water | Sprinkler System | Tyco Fire Products | Standard Response Pendent Sprinkler | TY3290 | UL 199 | -
Automatic Fixed Installation using Water | Sprinkler System | Tyco Fire Products | Quick Response Pendent Sprinkler | TY3291 | UL 199 | -
Automatic Fixed Installation using Water | Sprinkler System | Tyco Fire Products | Standard Response Horizontal Sidewall Sprinkler | TY3390 | UL 199 | -
Automatic Fixed Installation using Water | Sprinkler System | Tyco Fire Products | Quick Response Horizontal Sidewall Sprinkler | TY3391 | UL 199 | -
Automatic Fixed Installation using Water | Sprinkler System | Tyco Fire Products | Quick Response Concealed Horizontal Sidewall, Extended Coverage Sprinkler | TY4332 | UL 199 | -
Automatic Fixed Installation using Water | Sprinkler System | Victaulic Co of America | Drain Fittings | 718 | UL | -
Automatic Fixed Installation using Water | Sprinkler System | Victaulic Co of America | Drain Fittings | 719 | UL | -
Automatic Fixed Installation using Water | Sprinkler System | Witzenmann GmbH | Hydra Flexible Sprinkler Hose Fittings | Hydra-1000mm-1 90◦bend-90◦ End Fitting | UL 1474, UL 199 | -
Automatic Fixed Installation using Water | Sprinkler System | Witzenmann GmbH | Hydra Flexible Sprinkler Hose Fittings | Hydra-1000mm-1 90◦bend-Straight End Fitting | UL 1474, UL 199 | -
Automatic Fixed Installation using Water | Sprinkler System | Witzenmann GmbH | Hydra Flexible Sprinkler Hose Fittings | Hydra-1000mm-3 90◦bend-90◦ End Fitting | UL 1474, UL 199 | -
Automatic Fixed Installation using Water | Sprinkler System | Witzenmann GmbH | Hydra Flexible Sprinkler Hose Fittings | Hydra-1000mm-3 90◦bend-Straight End Fitting | UL 1474, UL 199 | -
Automatic Fixed Installation using Water | Sprinkler System | Witzenmann GmbH | Hydra Flexible Sprinkler Hose Fittings | Hydra-1200mm-1 90◦bend-90◦ End Fitting | UL 1474, UL 199 | -
Automatic Fixed Installation using Water | Sprinkler System | Witzenmann GmbH | Hydra Flexible Sprinkler Hose Fittings | Hydra-1200mm-1 90◦bend-Straight End Fitting | UL 1474, UL 199 | -
Automatic Fixed Installation using Water | Sprinkler System | Witzenmann GmbH | Hydra Flexible Sprinkler Hose Fittings | Hydra-1200mm-3 90◦bend-90◦ End Fitting | UL 1474, UL 199 | -
Automatic Fixed Installation using Water | Sprinkler System | Witzenmann GmbH | Hydra Flexible Sprinkler Hose Fittings | Hydra-1200mm-3 90◦bend-Straight End Fitting | UL 1474, UL 199 | -
Automatic Fixed Installation using Water | Sprinkler System | Witzenmann GmbH | Hydra Flexible Sprinkler Hose Fittings | Hydra-1500mm-1 90◦bend-90◦ End Fitting | UL 1474, UL 199 | -
Automatic Fixed Installation using Water | Sprinkler System | Witzenmann GmbH | Hydra Flexible Sprinkler Hose Fittings | Hydra-1500mm-1 90◦bend-Straight End Fitting | UL 1474, UL 199 | -
Automatic Fixed Installation using Water | Sprinkler System | Witzenmann GmbH | Hydra Flexible Sprinkler Hose Fittings | Hydra-1500mm-3 90◦bend-90◦ End Fitting | UL 1474, UL 199 | -
Automatic Fixed Installation using Water | Sprinkler System | Witzenmann GmbH | Hydra Flexible Sprinkler Hose Fittings | Hydra-1500mm-3 90◦bend-Straight End Fitting | UL 1474, UL 199 | -
Automatic Fixed Installation using Water | Sprinkler System | Witzenmann GmbH | Hydra Flexible Sprinkler Hose Fittings | Hydra-2000mm-1 90◦bend-90◦ End Fitting | UL 1474, UL 199 | -
Automatic Fixed Installation using Water | Sprinkler System | Witzenmann GmbH | Hydra Flexible Sprinkler Hose Fittings | Hydra-2000mm-1 90◦bend-Straight End Fitting | UL 1474, UL 199 | -
Automatic Fixed Installation using Water | Sprinkler System | Witzenmann GmbH | Hydra Flexible Sprinkler Hose Fittings | Hydra-2000mm-3 90◦bend-90◦ End Fitting | UL 1474, UL 199 | -
Automatic Fixed Installation using Water | Sprinkler System | Witzenmann GmbH | Hydra Flexible Sprinkler Hose Fittings | Hydra-2000mm-3 90◦bend-Straight End Fitting | UL 1474, UL 199 | -
Automatic Fixed Installation using Water | Sprinkler System |  | Reducing Kupl Coupling | 706 | UL | -
Automatic Fixed Installation using Water | Sprinkler System |  | Mechanical Tee | 720 | UL | -
Automatic Fixed Installation using Water | Sprinkler System |  | Mechanical Tee | 721 | UL | -
Automatic Fixed Installation using Water | Sprinkler System |  | Coupling | 770 | UL | -
Automatic Fixed Installation using Water | Water Mist System | Fike Protection System | Pre-Engineered Water Mist System | Pre-engineered | FMRC 5560 | -
Automatic Fixed Installation using Water | Water Mist System | FOGTEC Brandschutz GmbH & Co KG | Fogtec Water Mist Fire Fighting System |  | PGTE Class 5560 (3/96) | -
Automatic Fixed Installation using Water | Water Mist System | Marioff Corp. Oy | Water Mist System | HI-FOG | FMRC | -
Fire Hydrant / Hose Reel System | FS Inlet / Fireboat Inlet | Wai Kong Fire Engineering Company Limited | Fireboat Inlet | WK-02 | BS EN 12266-1:2012 | 2027-04-21
Fire Hydrant / Hose Reel System | Hose Reel Unit | A. Giacomini S.P.A. D'Opaglio (Novara) Italy | Fire Hose Nozzles 1 1/2" | A7 Lancia | FM | -
Fire Hydrant / Hose Reel System | Hose Reel Unit | A. Giacomini S.P.A. D'Opaglio (Novara) Italy | Fire Hose Nozzles 2 1/2" | A7 Lancia | FM | -
Fire Hydrant / Hose Reel System | Hose Reel Unit | Angus | Hose Reel Mountings | 2C |  | -
Fire Hydrant / Hose Reel System | Hose Reel Unit | Angus | Hose Reel Mountings | 2M |  | -
Fire Hydrant / Hose Reel System | Hose Reel Unit | Angus | Hosereel | Mark II |  | -
Fire Hydrant / Hose Reel System | Hose Reel Unit | Angus | Hose Reel Mountings | MK II |  | -
Fire Hydrant / Hose Reel System | Hose Reel Unit | Associated Enterprises (S) Pte. Ltd. | 25mm diameter swing/recess type fire hose reel | 100-N | BS EN 671-1: 2001 | -
Fire Hydrant / Hose Reel System | Hose Reel Unit | Associated Enterprises (S) Pte. Ltd. | 19mm diameter swing/recess type fire hose reel | 99-N | BS EN 671-1: 2001 | -
Fire Hydrant / Hose Reel System | Hose Reel Unit | Associated Enterprises (Singapore) Pte Ltd. | 25mm Swing Fire Hosereel | FIG100 | BS EN 671-1: 1995, 1994 | -
Fire Hydrant / Hose Reel System | Hose Reel Unit | Associated Enterprises Pte Ltd. | Hose Reel | "AE" | SISIR | -
Fire Hydrant / Hose Reel System | Hose Reel Unit | Beijing Yanyang Hosepipe Co Ltd. | Layflat delivery hose of synthetic fibre material with impermeable elastomeric inner lining | YY Model 13 W2" | BS 6391: 1983 | -
Fire Hydrant / Hose Reel System | Hose Reel Unit | Chau Hung Engineering & Plumbing Works | 80mm Gunmetal single outlet hydrant valve; 3" BSP male inlet and 2 1/2" female instantaneous type outlet | 103 | BS 5041 I: 1987, BS 336: 1989 | -
Fire Hydrant / Hose Reel System | Hose Reel Unit | Chau Hung Engineering & Plumbing Works | 80mm Gunmetal twin inlet, 2 1/2" male instantaneous twin inlet and 3" BSP male thread pipe connection | 106 | BS 5041 I: 1987, BS 336: 1989 | -
Fire Hydrant / Hose Reel System | Hose Reel Unit | Chau Hung Engineering & Plumbing Works | 100mm Gunmetal twin inlet, 2 1/2" male instantaneous twin inlet and 4" BSP male thread pipe connection | 107 | BS 5041 I: 1987, BS 336: 1989 | -
Fire Hydrant / Hose Reel System | Hose Reel Unit | Chau Hung Engineering & Plumbing Works | 80mm Gunmetal single outlet hydrant valve with parity valve connection; 3" BSP male inlet and 2 1/2" female instantaneous type outlet | 103A | BS 5041 I: 1987, BS 336: 1989 | -
Fire Hydrant / Hose Reel System | Hose Reel Unit | Dunford Fire Engineering | Recessed, Swinging, Flush Fitting | F | BS | -
Fire Hydrant / Hose Reel System | Hose Reel Unit | Dunford Fire Engineering | Automatic Hose Reels | Norsen | BS | -
Fire Hydrant / Hose Reel System | Hose Reel Unit | Dunlop | Reel Hose | Novoline 400 | BS 3169: 1981 A | -
Fire Hydrant / Hose Reel System | Hose Reel Unit | Esdan Flavell Pty Ltd. | Fire Reel Hose |  |  | -
Fire Hydrant / Hose Reel System | Hose Reel Unit | Eversafe Extinguisher SDN.BHD | Fixed Type Jet/Spray Fire Hose Reel Unit | EH-19F | AS 1221: 1991 | -
Fire Hydrant / Hose Reel System | Hose Reel Unit | Eversafe Extinguisher SDN.BHD | Fixed Type Jet/Spray Fire Hose Reel Unit | EH-25S | BS 5274: 1985 | -
Fire Hydrant / Hose Reel System | Hose Reel Unit | Eversafe Extinguisher SDN.BHD | Swing Type Fire Hose Reel | HR-25S-EN | BS EN 671-1: 2001 | -
Fire Hydrant / Hose Reel System | Hose Reel Unit | Fireeater Ltd. U.K. | Fire Hose Reel (Automatic Fixed) | 55FHA19RH | BSI | -
Fire Hydrant / Hose Reel System | Hose Reel Unit | Fireeater Ltd. U.K. | Fire Hose Reel (Automatic/Manual Fixed) | 55FHA25LH |  | -
Fire Hydrant / Hose Reel System | Hose Reel Unit | Fireeater Ltd. U.K. | Fire Hose Reel (Automatic/Manual Fixed) | 55FHA25RH |  | -
Fire Hydrant / Hose Reel System | Hose Reel Unit | Forged | Brass Shut-off Lever Control Hosereel Nozzle | Y115B |  | -
Fire Hydrant / Hose Reel System | Hose Reel Unit | Leung Kam Kee Hardward Machine Fty. | Hose Reel | L107 |  | -
Fire Hydrant / Hose Reel System | Hose Reel Unit | Leung Kam Kee Hardward Machine Fty. | Hose Reel | L108 |  | -
Fire Hydrant / Hose Reel System | Hose Reel Unit | Leung Kam Kee Hardward Machine Fty. | Hose Reel | L109 |  | -
Fire Hydrant / Hose Reel System | Hose Reel Unit | Lingjack Engineering Works Pte Ltd. | 25mm Combar brand, Fire Hose Reel Unit | Swinging Type | BS EN 671-1: 1995 | -
Fire Hydrant / Hose Reel System | Hose Reel Unit | Lion Head Brand | Hose Reel Tubing |  |  | -
Fire Hydrant / Hose Reel System | Hose Reel Unit | LKK | Nylon Jet Nozzle |  |  | -
Fire Hydrant / Hose Reel System | Hose Reel Unit | Macron Safety System (UK) Ltd. | Fixed Type Automatic Fire Hose Reel Unit (19mm bore hose) | 55FHA 19030 LH | BS EN 671-1: 1995 | -
Fire Hydrant / Hose Reel System | Hose Reel Unit | Macron Safety System (UK) Ltd. | Swing Type Manual Fire Hose Reel Unit (19mm bore hose) | 55FHA 19030 LH | BS EN 671-1: 1995 | -
Fire Hydrant / Hose Reel System | Hose Reel Unit | Macron Safety System (UK) Ltd. | Fixed Type Manual Fire Hose Reel Unit | 55FHM 19030 RH | BS EN 671-1: 1995 | -
Fire Hydrant / Hose Reel System | Hose Reel Unit | Macron Safety System (UK) Ltd. | Swing Type Manual Fire Hose Reel Unit (19mm bore hose) | 55FHM 19030 RH | BS EN 671-1: 1995 | -
Fire Hydrant / Hose Reel System | Hose Reel Unit | Norsen | Nozzle |  |  | -
Fire Hydrant / Hose Reel System | Hose Reel Unit | Norsen | Automatic Hose Reels |  |  | -
Fire Hydrant / Hose Reel System | Hose Reel Unit | Nylex Polymer Products | Type A Semi-Rigid Reel Hose |  | prEN 694: 1992, ISO 176: 1976 | -
Fire Hydrant / Hose Reel System | Hose Reel Unit | Poly Gas (F.E.) Ltd. | Fire Reel Hose | PolyGas 19mm |  | -
Fire Hydrant / Hose Reel System | Hose Reel Unit | Poly Gas (F.E.) Ltd. | Fire Reel Hose | PolyGas 25mm |  | -
Fire Hydrant / Hose Reel System | Hose Reel Unit | Richards Industries Inc. | Rebuilt Interchangeable Services Station Type Hose Nozzle Valve | Model 11A | UL 842 | -
Fire Hydrant / Hose Reel System | Hose Reel Unit | Richards Industries Inc. | Rebuilt Interchangeable Services Station Type Hose Nozzle Valve | Model 7H | UL 842 | -
Fire Hydrant / Hose Reel System | Hose Reel Unit | Saudi Factory for Fire Equipment Co | Manual Swinging Hose Reel | SF 30 | EN 671-1: 1994 | -
Fire Hydrant / Hose Reel System | Hose Reel Unit | Shing Kee (Chau Hung) Engineering & Plumbing Works Ltd. | 19mm "SKCH" Brand Fixed Type Fire Hose Reel |  | BS EN 671-1: 1995 | -
Fire Hydrant / Hose Reel System | Hose Reel Unit | Shing Kee (Chau Hung) Engineering & Plumbing Works Ltd. | 19mm "SKCH' Brand, (Fixed Type) Fire Hose Reel |  | BS EN 671-1: 1995 | -
Fire Hydrant / Hose Reel System | Hose Reel Unit | Shing Kee (Chau Hung) Engineering & Plumbing Works Ltd. | 19mm Swinging Type Fire Hose Reel | "A" Base Fire Hose Reel Unit contain "A" Base Reel (CH201), Rubber Fire Hose (CH345), Brass Nozzle (CH361) | BS EN 671-1: 1995 | -
Fire Hydrant / Hose Reel System | Hose Reel Unit | Shing Kee (Chau Hung) Engineering & Plumbing Works Ltd. |  | "I" Base Fire Hose Reel Unit contain "I" Base Reel (CH202), Rubber Fire Hose (CH345), Brass Nozzle (CH361) | BS EN 671-1: 1995 | -
Fire Hydrant / Hose Reel System | Hose Reel Unit | Shing Kee (Chau Hung) Engineering & Plumbing Works Ltd. | 19mm CH200L Fire Hose Reel Set (Fixed Type) | comprise with CH 200L, CH 345, CH 360 | BS EN 671-1: 2001 | -
Fire Hydrant / Hose Reel System | Hose Reel Unit | Shing Kee (Chau Hung) Engineering & Plumbing Works Ltd. | 19mm CH201L Fire Hose Reel Set (Swing Type) | comprise with CH 201L, CH 345, CH 360 | BS EN 671-1: 2001 | -
Fire Hydrant / Hose Reel System | Hose Reel Unit | Shing Kee (Chau Hung) Engineering & Plumbing Works Ltd. | 19mm 'SKCH' Brand, (Fixed Type) Fire Hose Reel Unit | comprise with CH200, CH340, CH360 | BS EN 671-1: 1995 | -
Fire Hydrant / Hose Reel System | Hose Reel Unit | Shing Kee (Chau Hung) Engineering & Plumbing Works Ltd. | 19mm 'SKCH' Brand, (Fixed Type) Fire Hose Reel Unit | comprise with CH200, CH345, CH360 | BS EN 671-1: 1995 | -
Fire Hydrant / Hose Reel System | Hose Reel Unit | Shing Kee (Chau Hung) Engineering & Plumbing Works Ltd. | 19mm CH200 Fire Hose Reel Unit | comprise with CH200, FSI 694, CH360 | BS EN 671-1: 2001 | -
Fire Hydrant / Hose Reel System | Hose Reel Unit | Shing Kee (Chau Hung) Engineering & Plumbing Works Ltd. | 19mm 'SKCH' Brand, (Fixed Type) Fire Hose Reel Unit | comprise with CH201, CH345, CH360 | BS EN 671-1: 2001 | -
Fire Hydrant / Hose Reel System | Hose Reel Unit | Shing Kee (Chau Hung) Engineering & Plumbing Works Ltd. | 19mm 'SKCH' Brand, (Fixed Type) Fire Hose Reel Unit | comprise with CH201, FSI 694, CH360 | BS EN 671-1: 2001 | -
Fire Hydrant / Hose Reel System | Hose Reel Unit | Shing Kee (Chau Hung) Engineering & Plumbing Works Ltd. | 19mm 'SKCH' Brand, (Fixed Type) Fire Hose Reel Unit | comprise with CH202, CH345, CH360 | BS EN 671-1: 2001 | -
Fire Hydrant / Hose Reel System | Hose Reel Unit | Shing Kee (Chau Hung) Engineering & Plumbing Works Ltd. | 19mm 'SKCH' Brand, (Fixed Type) Fire Hose Reel Unit | comprise with CH202, FSI 694, CH360 | BS EN 671-1: 2001 | -
Fire Hydrant / Hose Reel System | Hose Reel Unit | Shing Kee (Chau Hung) Engineering & Plumbing Works Ltd. | 19mm CH200 Fire Hose Reel Unit | comprise with XH200, CH 345, CH 360 | BS EN 671-1: 2001 | -
Fire Hydrant / Hose Reel System | Hose Reel Unit | Shing Kee (Chau Hung) Engineering & Plumbing Works Ltd. | 19mm 'SKCH' Brand, (Fixed Type) Fire Hose Reel Unit | Reel(CH200), Nylex Fire Hose(CH340), PVC Nozzle (CH360) | BS EN 671-1: 1995 | -
Fire Hydrant / Hose Reel System | Hose Reel Unit | Steel Recon Industries Sdn. Bhd. | Fire Hose Reel | HRS-035-GI-019-RD | AS 1221: 1997 | -
Fire Hydrant / Hose Reel System | Hose Reel Unit | Steel Recon Industries Sdn. Bhd. | Fire Hose Reel | HRS-037-GI-019-RD | AS 1221: 1997 | -
Fire Hydrant / Hose Reel System | Hose Reel Unit | Steel Recon Industries Sdn. Bhd. | Fire Hose Reel | HRS 041-30020-BK | AS 1221: 1997 | -
Fire Hydrant / Hose Reel System | Hose Reel Unit | Steel Recon Industries Sdn. Bhd. | Fire Hose Reel | HRS032-SS-022-RD | BS EN 671-1:2012 | 2027-01-10
Fire Hydrant / Hose Reel System | Hose Reel Unit | Steel Recon Industries Sdn. Bhd. | Fire Hose Reel Hose | HRS 041-030-020-BK | BS EN 671-1:2012 | 2027-01-10
Fire Hydrant / Hose Reel System | Hose Reel Unit | Steel Recon Industries Sdn. Bhd. | Hose Reel Shut-off Brass Nozzle | HRS 167-GM-020-CH | BS EN 671-1:2012 | 2027-01-10
Fire Hydrant / Hose Reel System | Hose Reel Unit | Steel Recon Industries Sdn. Bhd. | Hose Reel Shut-off PVC Nozzle | HRS 167-PS-020-RD | BS EN 671-1:2012 | 2027-01-10
Fire Hydrant / Hose Reel System | Hose Reel Unit | Steel Recon Industries Sdn. Bhd. | 25mm Fixed Automatic Hose Reel | HRS027-SS-022-RD | BS EN 671-1: 1995 | -
Fire Hydrant / Hose Reel System | Hose Reel Unit | Steel Recon Industries Sdn. Bhd. | 19mm Fixed Automatic Hose Reel | HRS028-SS-022-RD | BS EN 671-1: 1995 | -
Fire Hydrant / Hose Reel System | Hose Reel Unit | Steel Recon Industries Sdn. Bhd. | 25mm Swinging Automatic Hose Reel | HRS029-SS-022-RD | BS EN 671-1: 1995 | -
Fire Hydrant / Hose Reel System | Hose Reel Unit | Steel Recon Industries Sdn. Bhd. | 19mm Swinging Automatic Hose Reel | HRS030-SS-022-RD | BS EN 671-1: 1995 | -
Fire Hydrant / Hose Reel System | Hose Reel Unit | Steel Recon Industries Sdn. Bhd. | 25mm Fixed Manual Hose Reel | HRS031-SS-022-RD | BS EN 671-1: 1995 | -
Fire Hydrant / Hose Reel System | Hose Reel Unit | Steel Recon Industries Sdn. Bhd. | 19mm Fixed Manual Hose Reel | HRS032-SS-022-RD | BS EN 671-1: 1995 | -
Fire Hydrant / Hose Reel System | Hose Reel Unit | Steel Recon Industries Sdn. Bhd. | 25mm Swinging Manual Hose Reel | HRS033-SS-022-RD | BS EN 671-1: 1995 | -
Fire Hydrant / Hose Reel System | Hose Reel Unit | Steel Recon Industries Sdn. Bhd. | 19mm Swinging Manual Hose Reel | HRS034-SS-022-RD | BS EN 671-1: 1995 | -
Fire Hydrant / Hose Reel System | Hose Reel Unit | Suzhou HLC Plastics Industry Co. Ltd. | Swing Type Fire Hose Reel Unit | HLCR-04-A | BS EN 671-1:2012 | -
Fire Hydrant / Hose Reel System | Hose Reel Unit | Suzhou HLC Plastics Industry Co. Ltd. | Brass Jet Nozzle | N10-1 | BS EN 671-1:2012 | -
Fire Hydrant / Hose Reel System | Hose Reel Unit | Suzhou HLC Plastics Industry Co., Ltd. | Fixed Type Fire Hose Reel | CSJR-02-A | BS EN 671-1:2001 | -
Fire Hydrant / Hose Reel System | Hose Reel Unit | Suzhou HLC Plastics Industry Co., Ltd. | Fixed Type Fire Hose Reel | CSJR-04-A | BS EN 671-1:2012 | -
Fire Hydrant / Hose Reel System | Hose Reel Unit | Suzhou HLC Plastics Industry Co., Ltd. | Brass Jet Nozzle | N10 | BS EN 671-1:2001 | -
Fire Hydrant / Hose Reel System | Hose Reel Unit | Suzhou HLC Plastics Industry Co., Ltd. | Brass Jet Nozzle | N10-1 | BS EN 671-1:2012 | -
Fire Hydrant / Hose Reel System | Hose Reel Unit | Tanner | Hose Reel Tubing |  |  | -
Fire Hydrant / Hose Reel System | Hose Reel Unit | Thorn Security Ltd. | Fire Hose Reel | T | BS 5274: 1985 | -
Fire Hydrant / Hose Reel System | Hose Reel Unit | Togawa Manfufacturing Co Ltd. | Fire Hose Reel Hose |  |  | -
Fire Hydrant / Hose Reel System | Hose Reel Unit | Wah Hung Copper Metal Product Factory | 19mm fixed type fire hose reel | WH013 | BS EN 671-1: 1995 | -
Fire Hydrant / Hose Reel System | Hose Reel Unit | Wah Hung Copper Metal Product Factory | 19mm fixed type fire hose reel | WH014 | BS EN 671-1: 2001 | -
Fire Hydrant / Hose Reel System | Hose Reel Unit | Windmill | Hose Reel Nozzle | WH013 |  | -
Fire Hydrant / Hose Reel System | Hose Reel Unit | Wintex Engineering Co | Fire Hose reel recess swing type | W100 | Netuk System Ltd. | -
Fire Hydrant / Hose Reel System | Hose Reel Unit | Wintex Engineering Co | Fire Hose reel recess swing type | W101B | Netuk System Ltd. | -
Fire Hydrant / Hose Reel System | Hose Reel Unit | YOKOHAMA | Fire Hose Reel Hose |  |  | -
Fire Hydrant / Hose Reel System | Hose Reel Unit | Yue Hing Machine Factory | 19mm swing type fire hose reel assembly (Yue Hing Fire Hosereel Hose) | Y100 | BS EN 671 I: 2001, ISO 9227: 1990 | -
Fire Hydrant / Hose Reel System | Hose Reel Unit | Yue Hing Machine Factory | 19mm swing type fire hose reel assembly (Yue Hing Barfell Hosereel Hose) | Y100 | BS EN 671 I: 2001, ISO 9227: 1990 | -
Fire Hydrant / Hose Reel System | Hose Reel Unit | Yue Hing Machine Factory | 19mm swing type fire hose reel assembly (Yue Hing Fire Hosereel Hose) | Y100 | BS EN 671 I: 2001, ISO 9227: 1990 | -
Fire Hydrant / Hose Reel System | Hose Reel Unit | Yue Hing Machine Factory | 19mm swing type fire hose reel assembly (Yue Hing Barfell Hosereel Hose) | Y100 | BS EN 671 I: 2001, ISO 9227: 1990 | -
Fire Hydrant / Hose Reel System | Hose Reel Unit | Yue Hing Machine Factory | 19mm swing type fire hose reel assembly (Yue Hing Fire Hosereel Hose) | Y100B | BS EN 671 I: 2001, ISO 9227: 1990 | -
Fire Hydrant / Hose Reel System | Hose Reel Unit | Yue Hing Machine Factory | 19mm swing type fire hose reel assembly (Yue Hing Barfell Hosereel Hose) | Y100B | BS EN 671 I: 2001, ISO 9227: 1990 | -
Fire Hydrant / Hose Reel System | Hose Reel Unit | Yue Hing Machine Factory | 19mm recess swing type fire hose reel assembly (Yue Hing Fire Hosereel Hose) | Y100B | BS EN 671 I: 2001, ISO 9227: 1990 | -
Fire Hydrant / Hose Reel System | Hose Reel Unit | Yue Hing Machine Factory | 19mm recess swing type fire hose reel assembly (Yue Hing Barfell Hosereel Hose) | Y100B | BS EN 671 I: 2001, ISO 9227: 1990 | -
Fire Hydrant / Hose Reel System | Hose Reel Unit | Yue Hing Machine Factory | 19mm swing type fire hose reel assembly (Yue Hing Fire Hosereel Hose) | Y101 | BS EN 671 I: 2001, ISO 9227: 1990 | -
Fire Hydrant / Hose Reel System | Hose Reel Unit | Yue Hing Machine Factory | 19mm swing type fire hose reel assembly (Yue Hing Barfell Hosereel Hose) | Y101 | BS EN 671 I: 2001, ISO 9227: 1990 | -
Fire Hydrant / Hose Reel System | Hose Reel Unit | Yue Hing Machine Factory | 19mm fixed type fire hose reel assembly (Yue Hing Fire Hosereel Hose) | Y101 | BS EN 671 I: 2001, ISO 9227: 1990 | -
Fire Hydrant / Hose Reel System | Hose Reel Unit | Yue Hing Machine Factory | 19mm fixed type fire hose reel assembly (Yue Hing Barfell Hosereel Hose) | Y101 | BS EN 671 I: 2001, ISO 9227: 1990 | -
Fire Hydrant / Hose Reel System | Hose Reel Unit | Yue Hing Machine Factory Ltd. | Semi-Rigid Fire Hose | HR01-01-01 | BS EN 694:2014 | -
Fire Hydrant / Hose Reel System | Hose Reel Unit | Yue Hing Machine Factory Ltd. | 19mm swing type fire hose reel assembly (Yue Hing Fire Reel Hose) | Y100C | BS EN 671-1: 2001, iso 9227: 2006 | -
Fire Hydrant / Hose Reel System | Hose Reel Unit | Yue Hing Machine Factory Ltd. | 19mm fixed type fire hose reel assembly (Yue Hing Fire Reel Hose) | Y101B | BS EN 671-1: 2001, iso 9227: 2006 | -
Fire Hydrant / Hose Reel System | Hose Reel Unit | 華雄防火設備有限公司 | 固定式喉轆系統 | WH013 | BS EN 671-1: 2001 | -
Fire Hydrant / Hose Reel System | Hose Reel Unit | 廣州市番禺區勝捷消防器材設備有限公司 | 消防軟管卷盤(消防喉轆) | JPS0.8-19 | GB15090-94 | -
Fire Hydrant / Hose Reel System | Hose Reel Unit |  | Fixed Type Fire Hose Reel | 10 | BS 5274: 1985 | -
Fire Hydrant / Hose Reel System | Hose Reel Unit |  | Swing Type Fire Hose Reel | 12 | BS 5274: 1985 | -
Fire Hydrant / Hose Reel System | Hose Reel Unit |  | Fire Hose | EARTH |  | -
Fire Hydrant / Hose Reel System | Hose Reel Unit |  | Fire Hose Reel | Hylex Fire Reel Hose |  | -
Fire Hydrant / Hose Reel System | Hose Reel Unit |  | On-off Lever Control Hosereel Brass Nozzle | L116B/600 WOG | BS | -
Fire Hydrant / Hose Reel System | Hose Reel Unit |  | Nylon jet nozzle | LKK |  | -
Fire Hydrant / Hose Reel System | Hose Reel Unit |  | Fire Reel Hose | Nylex |  | -
Fire Hydrant / Hose Reel System | Hose Reel Unit |  | Hose Reel Nozzle | P99 |  | -
Fire Hydrant / Hose Reel System | Hose Reel Unit |  | Fire Hose Reel Hose | Tanner |  | -
Fire Hydrant / Hose Reel System | Hose Reel Unit |  | Hose Reel Tubing | Tanner |  | -
Fire Hydrant / Hose Reel System | Hose Reel Unit |  | Fire Reel Hose | Tigerflex |  | -
Fire Hydrant / Hose Reel System | Hose Reel Unit |  | Fire Hose | Triangle |  | -
Fire Hydrant / Hose Reel System | Hose Reel Unit |  | Fixed type fire hose reels | W10 | BS 5274: 1985 | -
Fire Hydrant / Hose Reel System | Hose Reel Unit |  | Swing type fire hose reels | W11 | BS 5274: 1985 | -
Fire Hydrant / Hose Reel System | Hose Reel Unit |  | Recess Swing Type Fire Hose Reels | W12 | BS 5274: 1985 | -
Fire Hydrant / Hose Reel System | Hose Reel Unit |  | Shut-off Lever Control Hosereel Nozzle (Forged Brass) | Y115B |  | -
Fire Hydrant / Hose Reel System | Hose Reel Unit |  | Hose Reel Nozzle | Y115C | BS | -
Fire Hydrant / Hose Reel System | Hose Reel Unit |  | PVC Nozzle | Y115D |  | -
Fire Hydrant / Hose Reel System | Hydrant Inlet/Outlet Valve | Angus | Fire Services Twin Inlet (2 Way pump) | 251 |  | -
Fire Hydrant / Hose Reel System | Hydrant Inlet/Outlet Valve | Associated Enterprises (Singapore) Pte Ltd. | Landing Valve for dry riser | "AE" | SISIR | -
Fire Hydrant / Hose Reel System | Hydrant Inlet/Outlet Valve | Associated Enterprises (Singapore) Pte Ltd. | 2-way fire Servicess inlet breeching | "AE" | SISIR | -
Fire Hydrant / Hose Reel System | Hydrant Inlet/Outlet Valve | Associated Enterprises (Singapore) Pte Ltd. | 4-way fire Servicess inlet breeching | "AE" | SISIR | -
Fire Hydrant / Hose Reel System | Hydrant Inlet/Outlet Valve | Chau Hung Engineering & Plumbing Works | 80mm Gunmetal single outlet hydrant valve, 3" BSP male inlet and 2 1/2" female instantaneous type outlet | 103 | BS 5041 I: 1987, BS 336: 1989 | -
Fire Hydrant / Hose Reel System | Hydrant Inlet/Outlet Valve | Chau Hung Engineering & Plumbing Works | 80mm Gunmetal twin inlet, 2 1/2" male instantaneous twin inlet and 3" BSP male thread pipe connection | 106 | BS 5041 I: 1987, BS 336: 1989 | -
Fire Hydrant / Hose Reel System | Hydrant Inlet/Outlet Valve | Chau Hung Engineering & Plumbing Works | 100mm Gunmetal twin inlet, 2 1/2" male instantaneous twin inlet and 4" BSP male thread pipe connection | 107 | BS 5041 I: 1987, BS 336: 1989 | -
Fire Hydrant / Hose Reel System | Hydrant Inlet/Outlet Valve | Chau Hung Engineering & Plumbing Works | 80mm Gunmetal single outlet hydrant valve with parity valve connection, 3" BSP male inlet and 2 1/2" female instantaneous type outlet | 103A | BS 5041 I: 1987, BS 336: 1989 | -
Fire Hydrant / Hose Reel System | Hydrant Inlet/Outlet Valve | Erif Engineering Sdn Bhd | 2 1/2" ERIF OBLIQUE Landing Valve |  |  | -
Fire Hydrant / Hose Reel System | Hydrant Inlet/Outlet Valve | Fu Wo Metal Factory | 80mm bronze fire Services single outlet instantaneous type hydrant valve | FW103 |  | -
Fire Hydrant / Hose Reel System | Hydrant Inlet/Outlet Valve | Fu Wo Metal Factory | 80mm instantaneous type fire hydrant with 50mm parity (relief) valve connection | FW104 |  | -
Fire Hydrant / Hose Reel System | Hydrant Inlet/Outlet Valve | Fu Wo Metal Factory | 80mm bronze fire Services twin inlet hydrant valve, 2.5" male instantaneous type inlet connector coupling, 3" BSP male outlet pipe connection | FW107 |  | -
Fire Hydrant / Hose Reel System | Hydrant Inlet/Outlet Valve | Fu Wo Metal Factory | 100mm bronze fire Services twin inlet hydrant valve; 2.5" male instantaneous type inlet connector coupling, 4" BSP male outlet pipe conenction | FW108 |  | -
Fire Hydrant / Hose Reel System | Hydrant Inlet/Outlet Valve | Fullplus Ltd. | 80mm Gunmetal sngle outlet hydrant valve, 3" BSP male inlet and 2 1/2" female instantaneous type outlet | 833 | BS 5041 I: 1987, BS 336: 1989 | -
Fire Hydrant / Hose Reel System | Hydrant Inlet/Outlet Valve | Fullplus Ltd. | 80mm Gunmetal twin inlet 2 1/2" male instantaneous twin inlet and 3" BSP male thread pipe connection | 836 | BS 5041 I: 1987, BS 336: 1989 | -
Fire Hydrant / Hose Reel System | Hydrant Inlet/Outlet Valve | Fullplus Ltd. | 100mm Gunmetal twin inlet 2 1/2" male instantaneous twin inlet and 4" BSP male thread pipe connection | 847 | BS 5041 I: 1987, BS 336: 1989 | -
Fire Hydrant / Hose Reel System | Hydrant Inlet/Outlet Valve | Fullplus Ltd. | 80mm Gunmetal sngle outlet hydrant valve with parity valve connetion, 3" BSP male inlet and 2 1/2" female instantaneous type outlet | 833P | BS 5041 I: 1987, BS 336: 1989 | -
Fire Hydrant / Hose Reel System | Hydrant Inlet/Outlet Valve | Hop Shing Manufactory | 3" twin inlet fire hydrant valve, inlet: 2 1/2" BS instantaneous male, outlet: 3" BSP male | 01 |  | -
Fire Hydrant / Hose Reel System | Hydrant Inlet/Outlet Valve | Hop Shing Manufactory | 3" Single outlet fire hydrant valve, inlet: 3" BSP male, outlet: 2 3/4" BS round thread | 02 |  | -
Fire Hydrant / Hose Reel System | Hydrant Inlet/Outlet Valve | Hop Shing Manufactory | 3" single outlet pressure reducing fire hydrant valve, inlet: 3" BSP male; outlet: 2 1/4 BSP round thread | 03 |  | -
Fire Hydrant / Hose Reel System | Hydrant Inlet/Outlet Valve | Hop Shing Manufactory | 3" Single outlet fire hydrant valve, inlet: 3" BSP male, outlet: 2 1/2" female instantaneous | 04 |  | -
Fire Hydrant / Hose Reel System | Hydrant Inlet/Outlet Valve | Hop Shing Manufactory | 3" Single inlet fire hydrant valve with pressure reducing connection, inlet: 3" BSP male, outlet: 2 1/4" BS instantaneous female | 05 |  | -
Fire Hydrant / Hose Reel System | Hydrant Inlet/Outlet Valve | Hop Shing Manufactory | 3" bronze non-return check valve | 06 |  | -
Fire Hydrant / Hose Reel System | Hydrant Inlet/Outlet Valve | Hop Shing Manufactory | 4" twin inlet fire hydrant valve, inlet: 2 1/2" BS instantaneous male, outlet: 4" BSP male | 07 |  | -
Fire Hydrant / Hose Reel System | Hydrant Inlet/Outlet Valve | Hop Shing Manufactory | 4" bronze non-teturn check valve | 08 |  | -
Fire Hydrant / Hose Reel System | Hydrant Inlet/Outlet Valve | Hop Shing Manufactory | 3" copper alloy non-return (silent check) valve | 09 |  | -
Fire Hydrant / Hose Reel System | Hydrant Inlet/Outlet Valve | Hydrant Metal Manufactory Factory | 80mm Cast Iron Silent Check Valve; PN16; Axial Grid Water Type; Stainless Steel Spring; Body Ends Capable of Co-operating with Connecting Flanges | MI080 | BS 4504 PN16 | -
Fire Hydrant / Hose Reel System | Hydrant Inlet/Outlet Valve | Hydrant Metal Manufactory Factory | 100mm Cast Iron Silent Check Valve; PN16; Axial Grid Water Type; Stainless Steel Spring; Body Ends Capable of Co-operating with Connecting Flanges | MI100 | BS 4504 PN16 | -
Fire Hydrant / Hose Reel System | Hydrant Inlet/Outlet Valve | Hydrant Metal Manufactory Factory | 150mm Cast Iron Silent Check Valve; PN16; Axial Grid Water Type; Stainless Steel Spring; Body Ends Capable of Co-operating with Connecting Flanges | MI150 | BS 4504 PN16 | -
Fire Hydrant / Hose Reel System | Hydrant Inlet/Outlet Valve | Kolling Marketing (S) pte Ltd. | 100mm flanged outlet, 2-way inlet breeching | 707-S | BS 5041 III: 1975 | -
Fire Hydrant / Hose Reel System | Hydrant Inlet/Outlet Valve | Kolling Marketing (S) Pte Ltd. | 150mm flanged outlet, 4-way inlet breeching | 708-S | BS 5041 III: 1975 | -
Fire Hydrant / Hose Reel System | Hydrant Inlet/Outlet Valve | Kolling Marketing (S) Pte Ltd. | 2 1/2" screwed end type, oblique pattern low pressure landing valve | HV005-S | BS 5041 I: 1987, BS 336: 1989 | -
Fire Hydrant / Hose Reel System | Hydrant Inlet/Outlet Valve | Kolling Marketing (S) Pte Ltd. | 2 1/2" screwed end type, bib-nosed pattern regulating high pressure landing valve | HV007-S | BS 5041 I: 1987, BS 336: 1989 | -
Fire Hydrant / Hose Reel System | Hydrant Inlet/Outlet Valve | Philmac | Ration Pressure Reducing Valves |  |  | -
Fire Hydrant / Hose Reel System | Hydrant Inlet/Outlet Valve | Polytax | Fire Hosereel | P-100 |  | -
Fire Hydrant / Hose Reel System | Hydrant Inlet/Outlet Valve | Polytax | Fire Hosereel | P-100R |  | -
Fire Hydrant / Hose Reel System | Hydrant Inlet/Outlet Valve | Polytax | Fire Hosereel | P-101 |  | -
Fire Hydrant / Hose Reel System | Hydrant Inlet/Outlet Valve | Polytax | Hydrant Valves | P-102 | BS | -
Fire Hydrant / Hose Reel System | Hydrant Inlet/Outlet Valve | Polytax | Hydrant Valves | P-103 | BS | -
Fire Hydrant / Hose Reel System | Hydrant Inlet/Outlet Valve | Polytax | Hydrant Valves | P-103A | BS | -
Fire Hydrant / Hose Reel System | Hydrant Inlet/Outlet Valve | Polytax | Hydrant Valves | P-104 | BS | -
Fire Hydrant / Hose Reel System | Hydrant Inlet/Outlet Valve | Polytax Supplies & Engineers | Pressure Regulating Fire Hydrant Valve (80mm BSP inlet x 2 1/2" Instantaneous outlet) | P-103B/80mm | BS 5041 I: 1987, BS 336: 1989 | -
Fire Hydrant / Hose Reel System | Hydrant Inlet/Outlet Valve | Shing Kee (Chau Hung) Engineering & Plumbing Works Ltd. | 80mm Gunmetal single outlet hydrant valve; 3" BSP male inlet, 2 1/2" female instantaneous outlet | CH103 | BS 5041 I: 1987, BS 336: 1989 | -
Fire Hydrant / Hose Reel System | Hydrant Inlet/Outlet Valve | Shing Kee (Chau Hung) Engineering & Plumbing Works Ltd. | 80mm Gunmetal single outlet hydrant valve with parity valve connection; 3" BSP male inlet, 2 1/2" female instantaneous outlet | CH103A | BS 5041 I: 1987, BS 336: 1989 | -
Fire Hydrant / Hose Reel System | Hydrant Inlet/Outlet Valve | Shing Kee (Chau Hung) Engineering & Plumbing Works Ltd. | 80mm Gunmetal single Outlet hydrant valve with parity valve connection, 3" BSP male inlet and 2 1/2" female instantaneous type outlet | CH103AH | BS 5041 I: 1987, BS 336: 1989 | -
Fire Hydrant / Hose Reel System | Hydrant Inlet/Outlet Valve | Shing Kee (Chau Hung) Engineering & Plumbing Works Ltd. | 80mm Gunmetal single Outlet hydrant valve, 3" BSP male inlet and 2 1/2" female instantaneous type outlet | CH103H | BS 5041 I: 1987, BS 336: 1989 | -
Fire Hydrant / Hose Reel System | Hydrant Inlet/Outlet Valve | Shing Kee (Chau Hung) Engineering & Plumbing Works Ltd. | 80mm Gunmetal twin inlet 2 1/2" male instantaneous twin inlet, 3" BSP male thread pipe connection | CH106 | BS 5041 I: 1987, BS 336: 1989 | -
Fire Hydrant / Hose Reel System | Hydrant Inlet/Outlet Valve | Shing Kee (Chau Hung) Engineering & Plumbing Works Ltd. | 80mm Gunmetal twin inlet, 2 1/2" BSP male instantaneous twin inlet and 4" BSP male thread pipe connection | CH106H | BS 5041 I: 1987, BS 336: 1989 | -
Fire Hydrant / Hose Reel System | Hydrant Inlet/Outlet Valve | Shing Kee (Chau Hung) Engineering & Plumbing Works Ltd. | 100mm Gunmetal twin inlet 2 1/2" male instantaneous twin inlet, 4" BSP male thread pipe connection | CH107 | BS 5041 I: 1987, BS 336: 1989 | -
Fire Hydrant / Hose Reel System | Hydrant Inlet/Outlet Valve | Shing Kee (Chau Hung) Engineering & Plumbing Works Ltd. | 100mm Gunmetal twin inlet, 2 1/2" male instantaneous twin inlet and 4" BSP male thread pipe connection | CH107H | BS 5041 I: 1987, BS 336: 1989 | -
Fire Hydrant / Hose Reel System | Hydrant Inlet/Outlet Valve | Shing Kee (Chau Hung) Engineering & plumbing Works Ltd. | 100mm Gunmetal twin outlet hydrant valve, 4" BSP male inlet and 2 1/2" female instantaneous type outlet | CH108 | BS 5041 I: 1987, BS 336: 1989 | -
Fire Hydrant / Hose Reel System | Hydrant Inlet/Outlet Valve | Shing Kee (Chau Hung) Engineering & Plumbing Works Ltd. | 100mm Gunmetal individual control twin outlet hydrant valve; 4" BSP male inlet and 2 1/2" female instantaneous type outlets with individual control valve | CH108IF | BS 5041 I: 1987, BS 336: 1989 | -
Fire Hydrant / Hose Reel System | Hydrant Inlet/Outlet Valve | Shing Kee (Chau Hung) Engineering & plumbing Works Ltd. | 100mm Gunmetal twin outlet hydrant valve with parity valve connection; 4" BSP male inlet and 2 1/2" female instantaneous type outlets | CH109 | BS 5041 I: 1987, BS 336: 1989 | -
Fire Hydrant / Hose Reel System | Hydrant Inlet/Outlet Valve | Shing Kee (Chau Hung) Engineering & Plumbing Works Ltd. | 100mm Gunmetal individual control twin outlet hydrant valve with parity valve connection; 4" BSP male inlet and 2 1/2" female instantaneous type outlets with individual control valve | CH109IF | BS 5041 I: 1987, BS 336: 1989 | -
Fire Hydrant / Hose Reel System | Hydrant Inlet/Outlet Valve | Shing Kee (Chau Hung) Engineering & plumbing Works Ltd. | 3" copper Alloy Fire Hydrant with Built-in 2:1 Ration Type Pressure Reducing Valve |  | BS 5041 I: 1987, BS 336: 1989 | -
Fire Hydrant / Hose Reel System | Hydrant Inlet/Outlet Valve | Shing Kee (Chau Hung) Engineering & plumbing Works Ltd. | 3" copper Alloy Fire Hydrant with Built-in 3:2 Ration Type Pressure Reducing Valve |  | BS 5041 I: 1987, BS 336: 1989 | -
Fire Hydrant / Hose Reel System | Hydrant Inlet/Outlet Valve | Steel Recon Ind. Sdn. Bhd. | 100mm Gunmetal twin inlet with integral non-return valve and drain; 2 1/2" male instantaneous twin inlet and 4" BSP male thread pipe connection | DRS095-GM-100BSP | BS 5041 I: 1987, BS 336: 1989 | -
Fire Hydrant / Hose Reel System | Hydrant Inlet/Outlet Valve | Steel Recon Ind. Sdn. Bhd. | 80mm Gunmetal single hydrant outlet valve; 3" BSP male inlet and 2 1/2" female instantaneous type outlet | DRS097-GM-80BSP | BS 5041 I: 1987, BS 336: 1989 | -
Fire Hydrant / Hose Reel System | Hydrant Inlet/Outlet Valve | Steel Recon Ind. Sdn. Bhd. | 80mm Gunmetal single hydrant outlet valve with parity valve; 3" BSP male inlet and 2 1/2" female instantaneous type outlet | WGS117-GM-80BSP | BS 5041 I: 1987, BS 336: 1989 | -
Fire Hydrant / Hose Reel System | Hydrant Inlet/Outlet Valve | Steel Recon Ind. Sdn. Bhd. | 80mm Gunmetal Pressure regulating hydrant outlet valve; 3" BSP male inlet and 2 1/2" female instantaneous type outlet | WRS121-GM-80BSP | BS 5041 I: 1987, BS 336: 1989 | -
Fire Hydrant / Hose Reel System | Hydrant Inlet/Outlet Valve | Steel Recon Industries (SRI) | 80mm Gunmetal hydrant outlet valve with built-in pressure reducing function (2:1); 3" BSP male inlet and 2 1/2" female instantaneous type outlet | WRS124-LG-2x1-RD | BS 5041 I: 1987, 336: 1989 | -
Fire Hydrant / Hose Reel System | Hydrant Inlet/Outlet Valve | Steel Recon Industries (SRI) | 80mm Gunmetal hydrant outlet valve with built-in pressure reducing function (3:1); 3" BSP male inlet and 2 1/2" female instantaneous type outlet | WRS124-LG-3x1-RD | BS 5041 I: 1987, 336: 1989 | -
Fire Hydrant / Hose Reel System | Hydrant Inlet/Outlet Valve | Steel Recon Industries (SRI) | 80mm Gunmetal hydrant outlet valve with built-in pressure reducing function (3:2); 3" BSP male inlet and 2 1/2" female instantaneous type outlet | WRS124-LG-3x2-RD | BS 5041 I: 1987, 336: 1989 | -
Fire Hydrant / Hose Reel System | Hydrant Inlet/Outlet Valve | Steel Recon Industries Sdn. Bhd. | Bib-nosed Pattern High Pressure Regulating Landing Valve | WR 121 Screw Thread | BS 5041 I: 1987, 336: 1989 | -
Fire Hydrant / Hose Reel System | Hydrant Inlet/Outlet Valve | TYT | 3" Single Outlet Fire Hydrant Valve with 3" BSP Male inlet and 2 3/4" round thread outlet | L3 |  | -
Fire Hydrant / Hose Reel System | Hydrant Inlet/Outlet Valve | TYT | 3" Single Outlet Fire Hydrant Valve with pressure reducing female inlet, 2 1/2" round the outlet | L3A |  | -
Fire Hydrant / Hose Reel System | Hydrant Inlet/Outlet Valve | Wah Nan Fire Fighting Equipment Co Ltd. | 100mm Copper Alloy Individual Control Twin Outlet Valve, 4" BSP Male Inlet, 2 1/2" Twin Female Outlet | WH004 | BS5041 I: 1987, BS 336: 1989 | -
Fire Hydrant / Hose Reel System | Hydrant Inlet/Outlet Valve | Wah Nan Fire Fighting Equipment Co Ltd. | 100mm Copper Alloy Individual Control Twin Outlet Valve, 4" BSP Male Inlet and 2 1/2" Twin Female Instant Outlets | WH004 | BS5041 I: 1987, BS 336: 1989 | -
Fire Hydrant / Hose Reel System | Hydrant Inlet/Outlet Valve | Wah Nan Fire Fighting Equipment Co Ltd. | 80mm Copper Alloy Twin Inlet with Integral Non-Return Valve and Drain, 2 1/2" BS Male Instant Twin Inlet and 3" BSP Male Thread Pipe Connection | WH005 | BS5041 I: 1987, BS 336: 1989 | -
Fire Hydrant / Hose Reel System | Hydrant Inlet/Outlet Valve | Wah Nan Fire Fighting Equipment Co Ltd. | 100mm Copper Alloy Twin Inlet with Integral Non-Return Valve and Drain, 2 1/2" BS Male Instant Twin Inlet and 4" BSP Male Thread Pipe Connection | WH005 | BS5041 I: 1987, BS 336: 1989 | -
Fire Hydrant / Hose Reel System | Hydrant Inlet/Outlet Valve | Wah Nan Fire Fighting Equipment Co Ltd. | 80mm Copper Alloy Twin Inlet with Integral Non-Return Valve and Drain, 2 1/2" BS Male Instant Twin Inlet and 3" BSP Male Thread Pipe Connection | WH005 | BS5041 I: 1987, BS 336: 1989 | -
Fire Hydrant / Hose Reel System | Hydrant Inlet/Outlet Valve | Wah Nan Fire Fighting Equipment Co Ltd. | 100mm Copper Alloy Twin Inlet with Integral Non-Return Valve and Drain, 2 1/2" BS Male Instant Twin Inlet and 4" BSP Male Thread Pipe Connection | WH005 | BS5041 I: 1987, BS 336: 1989 | -
Fire Hydrant / Hose Reel System | Hydrant Inlet/Outlet Valve | Wah Nan Fire Fighting Equipment Co Ltd. | 80mm Copper Alloy Single Outlet Hydrant Valve, 3" BSP Male Inlet and 2 1/2" Female Instant Outlet | WH006 | BS5041 I: 1987, BS 336: 1989 | -
Fire Hydrant / Hose Reel System | Hydrant Inlet/Outlet Valve | Wah Nan Fire Fighting Equipment Co Ltd. | 80mm Copper Alloy Single Outlet Hydrant Valve, 3" BSP Male Inlet and 2 1/2" Female Instant Outlet | WH006 | BS5041 I: 1987, BS 336: 1989 | -
Fire Hydrant / Hose Reel System | Hydrant Inlet/Outlet Valve | Wah Nan Fire Fighting Equipment Co Ltd. | 80mm Copper Alloy Single Outlet Hydrant Valve with Parity Valve Connection, 3" BSP Male Inlet and 2 1/2" Female Instant Outlet | WH007 | BS5041 I: 1987, BS 336: 1989 | -
Fire Hydrant / Hose Reel System | Hydrant Inlet/Outlet Valve | Wah Nan Fire Fighting Equipment Co Ltd. | 80mm Copper Alloy Single Outlet Hydrant Valve with Parity Valve Connection, 3" BSP Male Inlet and 2 1/2" Female Instant Outlet | WH007 | BS5041 I: 1987, BS 336: 1989 | -
Fire Hydrant / Hose Reel System | Hydrant Inlet/Outlet Valve | Wah Nan Fire Fighting Equipment Co Ltd. | 80mm Gunmetal hydrant outlet valve with built-in pressure reducing function (3:1); 3" BSP male inlet and 2 1/2" female instantaneous type outlet; for high pressure application | WH008 | BS 5041 I: 1987, BS 336: 1989 | -
Fire Hydrant / Hose Reel System | Hydrant Inlet/Outlet Valve | Wah Nan Fire Fighting Equipment Co Ltd. | 80mm Gunmetal hydrant outlet valve with built-in pressure reducing function (3:2); 3" BSP male inlet and 2 1/2" female instantaneous type outlet; for high pressure application | WH008 | BS 5041 I: 1987, BS 336: 1989 | -
Fire Hydrant / Hose Reel System | Hydrant Inlet/Outlet Valve | Wah Nan Fire Fighting Equipment Co Ltd. | 80mm Gunmetal hydrant outlet valve with built-in pressure reducing function (2:1); 3" BSP male inlet and 2 1/2" female instantaneous type outlet; for high pressure application | WH008 | BS 5041 I: 1987, BS 336: 1989 | -
Fire Hydrant / Hose Reel System | Hydrant Inlet/Outlet Valve | Waterous Co | Fire Hydrant | WB-67U | UL | -
Fire Hydrant / Hose Reel System | Hydrant Inlet/Outlet Valve | Windmill | 100mm copper alloy individual control twin outlet valve with parity valve connection, non rising 4" BSPT male inlet and 2 1/2" twin female instantaneous outlets | W25 | BS | -
Fire Hydrant / Hose Reel System | Hydrant Inlet/Outlet Valve | Wintex Engineering Co | Fire Hydrant Valve | 103 |  | -
Fire Hydrant / Hose Reel System | Hydrant Inlet/Outlet Valve | Wintex Engineering Co | 80mm Gunmetal single outlet hydrant valve, 3" BSP male inlet and 2 1/2" female instantaneous type outlet | 103 | BS 5041 I: 1987, BS 336: 1989 | -
Fire Hydrant / Hose Reel System | Hydrant Inlet/Outlet Valve | Wintex Engineering Co | Fire Hydrant Valve | 104 |  | -
Fire Hydrant / Hose Reel System | Hydrant Inlet/Outlet Valve | Wintex Engineering Co | 80mm Gunmetal single outlet hydrant valve with 50mm parity valve, 3" BSP male inlet and 2 1/2" female instantaneous type outlet for low pressure application | 104 | BS 5041 I: 1987, BS 336: 1989 | -
Fire Hydrant / Hose Reel System | Hydrant Inlet/Outlet Valve | Wintex Engineering Co | Fire Hydrant Valve U-Shape Twin Inlet | 107 | Netuk System Ltd. | -
Fire Hydrant / Hose Reel System | Hydrant Inlet/Outlet Valve | Wintex Engineering Co | 100mm Gunmetal twin inlet valve, 2 1/2" male instantaneous type twin inlet and 4" BSP male thread pipe connection for low pressure application | 107 | BS 5041 I: 1987, BS 336: 1989 | -
Fire Hydrant / Hose Reel System | Hydrant Inlet/Outlet Valve | Yue Hing Machine Factory Ltd. | Fire Hydrant System Globe Valve | Fig.805 | BS 5041-1:1987 and BS 336-2010 | -
Fire Hydrant / Hose Reel System | Hydrant Inlet/Outlet Valve | Yue Hing Machine Factory Ltd. | Fire Hydrant System Globe Valve | Y106X | BS 5041-1:1987 and BS 336-2010 | -
Fire Hydrant / Hose Reel System | Hydrant Inlet/Outlet Valve | Yue Hing Maching Factory | Series 800 Hiflow Range Heavy Duty Twin Inlet Hydrant | 801 |  | -
Fire Hydrant / Hose Reel System | Hydrant Inlet/Outlet Valve | Yue Hing Maching Factory | Series 800 Hiflow Range Single Outlet Heavy Duty Hydrant Valve | 802 |  | -
Fire Hydrant / Hose Reel System | Hydrant Inlet/Outlet Valve | Yue Hing Maching Factory | Series 800 Hiflow Range Self-Contained Pressure Reducing Single Outlet Hydrant Valve | 803 |  | -
Fire Hydrant / Hose Reel System | Hydrant Inlet/Outlet Valve | Yue Hing Maching Factory | 80mm Gunmetal single outlet hydrant valve, 3" BSP male inlet and 2 1/2" female instantaneous type outlet | Y106 | BS 5041 I: 1987; BS 336: 1989 | -
Fire Hydrant / Hose Reel System | Hydrant Inlet/Outlet Valve | Yue Hing Maching Factory | 80mm Gunmetal single outlet hydrant valve with parity valve connection, 3" BSP male inlet and 2 1/2" female instantaneous type outlet | Y106P | BS 5041 I: 1987; BS 336: 1989 | -
Fire Hydrant / Hose Reel System | Hydrant Inlet/Outlet Valve | Yue Hing Maching Factory | Twin Inlet Fire Hydrant Valve (Low Pressure) | Y109 | Nutex System Ltd. | -
Fire Hydrant / Hose Reel System | Hydrant Inlet/Outlet Valve | Yue Hing Maching Factory | 100mm Gunmetal twin inlet valve 2 1/2" male instantaneous type twin inlet, 4" BSP male thread pipe connection | Y109 | BS 5041 I: 1987; BS 336: 1989 | -
Fire Hydrant / Hose Reel System | Hydrant Inlet/Outlet Valve | Yue Hing Maching Factory | Instantaneous outlet fire Hydrant Valves | Y129 |  | -
Fire Hydrant / Hose Reel System | Hydrant Inlet/Outlet Valve | Yue Hing Maching Factory | Instantaneous outlet fire Hydrant Valves | Y129P |  | -
Fire Hydrant / Hose Reel System | Hydrant Inlet/Outlet Valve | Yue Hing Maching Factory | Horizontal Pattern Fire Hydrant Valve (Low Pressure Type) | Y221 | Nutex System Ltd. | -
Fire Hydrant / Hose Reel System | Hydrant Inlet/Outlet Valve | Yue Hing Maching Factory | Bib Nose Pattern Fire Hydrant Valve (Low pressure Type) | Y222 | Nutex System Ltd. | -
Fire Hydrant / Hose Reel System | Hydrant Inlet/Outlet Valve |  | 80mm copper alloy single outlet hydrant valve with parity valve connection, non rising syem, 3" BSPT male inlet and 2 1/2" female instant outlet | 14 |  | -
Fire Hydrant / Hose Reel System | Hydrant Inlet/Outlet Valve |  | 80mm copper alloy single outlet hydrant valve, non rising syem, 3" BSPT male inlet and 2 1/2" female instant outlet | 15 |  | -
Fire Hydrant / Hose Reel System | Hydrant Inlet/Outlet Valve |  | 3" Single outlet fire hydrant valve with 3" BSP male inlet and 2 3/4" round thread outlet | 102 |  | -
Fire Hydrant / Hose Reel System | Hydrant Inlet/Outlet Valve |  | 3" single outlet fire hydrant valve with 3" BSP male inlet and 2 1/4" round thread outlet | 102 |  | -
Fire Hydrant / Hose Reel System | Hydrant Inlet/Outlet Valve |  | 3" single outlet fire hydrant valve with 3" BSP male inlet and 2 1/2" female instantaneous outlet | 103 |  | -
Fire Hydrant / Hose Reel System | Hydrant Inlet/Outlet Valve |  | 3" single outlet fire hydrant valve with 3" BSP male inlet and 2 1/4" female instantanteous outlet | 103 |  | -
Fire Hydrant / Hose Reel System | Hydrant Inlet/Outlet Valve |  | 3" Fire Services twin inlet hydrant valve inlet 2 1/2" instantaneous male coupling outlet 3" BSP | 106 |  | -
Fire Hydrant / Hose Reel System | Hydrant Inlet/Outlet Valve |  | 3" fire Services twin inlet hydrant valve inlet 2 1/2" instantaneous male coupling outlet 3" BSP | 106 |  | -
Fire Hydrant / Hose Reel System | Hydrant Inlet/Outlet Valve |  | 4" Fire Services twin inlet hydrant valve inlet 2 1/2" instantaneous male coupling outlet 4" BSP | 107 |  | -
Fire Hydrant / Hose Reel System | Hydrant Inlet/Outlet Valve |  | 4" fire Services twin inlet hydrant valve inlet 2 1/2" instantaneous male coupling outlet 4" BSP | 107 |  | -
Fire Hydrant / Hose Reel System | Hydrant Inlet/Outlet Valve |  | Twin outlet fire hydrant valve inlet 4" BSP 2 3/4" BS round thread outlet | 108 |  | -
Fire Hydrant / Hose Reel System | Hydrant Inlet/Outlet Valve |  | Twin outlet fire hydrant valve inlet 4" BSP, 2 1/4 BS round threaad | 108 |  | -
Fire Hydrant / Hose Reel System | Hydrant Inlet/Outlet Valve |  | Twin outlet fire hydrant valve | 108 |  | -
Fire Hydrant / Hose Reel System | Hydrant Inlet/Outlet Valve |  | Twin outlet fire hydrant valve with pressure reducing connection, 4" BSP inlet 2 3/4 BS round thread outlet | 109 |  | -
Fire Hydrant / Hose Reel System | Hydrant Inlet/Outlet Valve |  | Twin outlet fire hydrant valve with pressure reducing connection inlet 4" BSP, 2 1/4 BS round threaad | 109 |  | -
Fire Hydrant / Hose Reel System | Hydrant Inlet/Outlet Valve |  | Twin outlet fire hydrant valve with pressure reducing connection | 109 |  | -
Fire Hydrant / Hose Reel System | Hydrant Inlet/Outlet Valve |  | 3" single outlet fire hydrant valve with pressure reducing connection; 3" BSP male inlet and 2 3/4" round thread outlet | 102A |  | -
Fire Hydrant / Hose Reel System | Hydrant Inlet/Outlet Valve |  | 3" single outlet fire hydrant valve with pressure reducing connection; 3" bsp male inlet and 2 1/4" round thread outlet | 102A |  | -
Fire Hydrant / Hose Reel System | Hydrant Inlet/Outlet Valve |  | 3" single outlet fire hydrant valve with pressure reducing connection; 3" BSP male inlet and 2 1/2" female instantaneous outlet | 103A |  | -
Fire Hydrant / Hose Reel System | Hydrant Inlet/Outlet Valve |  | 3" single outlet fire hydrant valve with pressure reducing connection; 3" bsp male inlet and 2 1/4" female instantaneous outlet | 103A |  | -
Fire Hydrant / Hose Reel System | Hydrant Inlet/Outlet Valve |  | Fixed Type Fire Hose Reels | CH200 |  | -
Fire Hydrant / Hose Reel System | Hydrant Inlet/Outlet Valve |  | Swing Type Fire Hose Reel | CH201 |  | -
Fire Hydrant / Hose Reel System | Hydrant Inlet/Outlet Valve |  | Recess swing type Fire Hose Reel | CH202 |  | -
Fire Hydrant / Hose Reel System | Hydrant Inlet/Outlet Valve |  | 100mm fire Services twin inlet with integral non return valve and drain, 2 1/2" BS male instant twin inlet, 4" BSPT male thread pipe connection | W24 |  | -
Fire Hydrant / Hose Reel System | Pressure Reducing Valve | Cla-Val Co | Pressure Reducing Valve | 90A-21 | UL | -
Fire Hydrant / Hose Reel System | Pressure Reducing Valve | Cla-Val Co | Pressure Reducing Valve | 90A-21 | UL | -
Fire Hydrant / Hose Reel System | Pressure Reducing Valve | Cla-Val Co | Pressure Reducing Valve | 90G-21 | UL | -
Fire Hydrant / Hose Reel System | Pressure Reducing Valve | Cla-Val Co | Pressure Reducing Valve | 90G-21 | UL | -
Fire Hydrant / Hose Reel System | Pressure Reducing Valve | Rubinetteria Malgorani Pietro Srl | Pressure Reducing Valve | Eurobrass 143 (DN15, DN20, DN25, DN32, DN40, DN50) | EN 1567:2002 | -
Fixed Foam System / Equipment |  | Arrow Tank and Engineering | Ratio Flow Controller 2" |  | UL | -
Fixed Foam System / Equipment |  | Arrow Tank and Engineering | Ratio Flow Controller 3" |  | UL | -
Fixed Foam System / Equipment |  | Arrow Tank and Engineering | Ratio Flow Controller 4" |  | UL | -
Fixed Foam System / Equipment |  | Arrow Tank and Engineering | Ratio Flow Controller 6" |  | UL | -
Fixed Foam System / Equipment |  | Chemguard Inc. | Low Expansion Foam Fire Extinguishing System |  | UL 162 | -
Fixed Foam System / Equipment |  | Chemguard Inc. | Foam Fire Extinguishing System |  | UL 162 | -
Fixed Foam System / Equipment |  | Chemguard Inc. | Fixed Foam Equipment |  | UL 162 | -
Fixed Foam System / Equipment |  | Svenska Skum AB | Foam Fire Extinguishing System |  | 4,7N, UL 162 | -
Fixed Foam System / Equipment |  | The Ansul Co | Foam Concentrate Proportioners | PL-120 | UL | -
Fixed Foam System / Equipment |  | The Ansul Co | Foam Concentrate Proportioners | PL-210 | UL | -
Fixed Foam System / Equipment |  | The Ansul Co | Foam Concentrate Proportioners | PL-240 | UL | -
Fixed Foam System / Equipment |  | The Ansul Co | Foam Concentrate Proportioners | PL-280 | UL | -
Fixed Foam System / Equipment |  | The Ansul Co | Foam Concentrate Proportioners | PL-350 | UL | -
Fixed Foam System / Equipment |  | The Ansul Co | Foam Concentrate Proportioners | PL-420 | UL | -
Fixed Foam System / Equipment |  | The Ansul Co | Foam Concentrate Proportioners | PL-480 | UL | -
Fixed Foam System / Equipment |  | The Ansul Co | Foam Concentrate Proportioners | PL-550 | UL | -
Fixed Foam System / Equipment |  | The Ansul Co | Foam Concentrate Proportioners | PL-60 | UL | -
Fixed Foam System / Equipment |  | The Ansul Co | Foam Concentrate Proportioners | PL-600 | UL | -
Fixed Foam System / Equipment |  | The Ansul Co | Foam Concentrate Proportioners | PL-660 | UL | -
Fixed Foam System / Equipment |  | The Ansul Co | Foam Concentrate Proportioners | PL-730 | UL | -
Fixed Foam System / Equipment |  | The Ansul Co | Foam Concentrate Proportioners | PL-95 | UL | -
Fixed Foam System / Equipment |  | The Viking Corp. | Standard Orifice Upright Deflector 1/2" | M | UL | -
Fixed Foam System / Equipment |  | The Viking Corp. | Standard Orifice Pendent Deflector 1/2" | M | UL | -
Fixed Foam System / Equipment |  | The Viking Corp. | Large Orifice Upright Deflector 17/32" | M | UL | -
Fixed Foam System / Equipment |  | The Viking Corp. | Large Orifice Pendent Deflector 17/32" | M | UL | -
Fixed Foam System / Equipment |  | The Viking Corp. | Sprinkler for foam application | VK001 | UL 162 | -
Fixed Foam System / Equipment |  | The Viking Corp. | Sprinkler for foam application | VK002 | UL 162 | -
Fixed Foam System / Equipment |  | The Viking Corp. | Sprinkler for foam application | VK100 | UL 162 | -
Fixed Foam System / Equipment |  | The Viking Corp. | Sprinkler for foam application | VK102 | UL 162 | -
Fixed Foam System / Equipment |  | The Viking Corp. | Sprinkler for foam application | VK200 | UL 162 | -
Fixed Foam System / Equipment |  | The Viking Corp. | Sprinkler for foam application | VK202 | UL 162 | -
Fixed Foam System / Equipment |  | The Viking Corp. | Sprinkler for foam application | VK530 | UL 162 | -
Fixed Foam System / Equipment |  | The Viking Corp. | Sprinkler for foam application | VK536 | UL 162 | -
Fixed Foam System / Equipment |  | The Viking Corp. | Sprinkler for foam application | VK540 | UL 162 | -
Fixed Foam System / Equipment |  |  | Air Foam Discharge Outlets | MCS-17 |  | -
Fixed Foam System / Equipment |  |  | Air Foam Discharge Outlets | MCS-33 |  | -
Fixed Foam System / Equipment |  |  | Air Foam Discharge Outlets | MCS-55 |  | -
Fixed Foam System / Equipment |  |  | Air Foam Discharge Outlets | MCS-9 |  | -
Fixed Foam System / Equipment |  |  | Air Foam Discharge Outlets | MLS-17 |  | -
Fixed Foam System / Equipment |  |  | Air Foam Discharge Outlets | MLS-33 |  | -
Fixed Foam System / Equipment |  |  | Air Foam Discharge Outlets | MLS-55 |  | -
Fixed Foam System / Equipment | Foam Monitor | Angus Fire Armour Ltd. | Foam Making Equipment - In-Line Inductor | 225 | UL 162 | -
Fixed Foam System / Equipment | Foam Monitor | Angus Fire Armour Ltd. | Foam Making Equipment - In-Line Inductor | 225 | UL 162 | -
Fixed Foam System / Equipment | Foam Monitor | Angus Fire Armour Ltd. | Foam Making Equipment - Fixed In-Line Inductor | Ind-100 | UL 162 | -
Fixed Foam System / Equipment | Foam Monitor | Angus Fire Armour Ltd. | Foam Making Equipment - Fixed In-Line Inductor | Ind-65 | UL 162 | -
Fixed Foam System / Equipment | Foam Monitor | Ansul Fire Protection | Automatic Water Driven Oscillating Monitor | 3" WOM | Factory Mutual Class 5133 | -
Fixed Foam System / Equipment | Foam Monitor | Ansul Fire Protection | Automatic Water Driven Oscillating Monitor | WOM-4 | Factory Mutual Class 5133 | -
Fixed Foam System / Equipment | Foam Monitor | Elkhart Brass Manufacturing Co, Inc. | Singleway Handwheel Operated Monitor | 8393 | FMRC 1421 | -
Fixed Foam System / Equipment | Foam Monitor | Elkhart Brass Manufacturing Co, Inc. | Full 360◦ rotation handle operated monitor | 292-11 | FMRC 1421 | -
Fixed Foam System / Equipment | Foam Monitor | Elkhart Brass Manufacturing Co, Inc. | Full 360◦ rotation handle operated monitor | 292-11H | FMRC 1421 | -
Fixed Foam System / Equipment | Foam Monitor | Elkhart Brass Manufacturing Co, Inc. | Full 360◦ rotation handle operated monitor | 292-20 | FMRC 1421 | -
Fixed Foam System / Equipment | Foam Monitor | Elkhart Brass Manufacturing Co, Inc. | Full 360◦ rotation handle operated monitor | 292-6 | FMRC 1421 | -
Fixed Foam System / Equipment | Foam Monitor | Elkhart Brass Manufacturing Co, Inc. | Full 360◦ rotation handle operated monitor | 292-6H | FMRC 1421 | -
Fixed Foam System / Equipment | Foam Monitor | Elkhart Brass Manufacturing Co, Inc. | Full 360◦ rotation single wheel operated monitor | 293-11 | FMRC 1421 | -
Fixed Foam System / Equipment | Foam Monitor | Elkhart Brass Manufacturing Co, Inc. | Full 360◦ rotation single wheel operated monitor | 293-11H | FMRC 1421 | -
Fixed Foam System / Equipment | Foam Monitor | Elkhart Brass Manufacturing Co, Inc. | Full 360◦ rotation single wheel operated monitor | 293-20 | FMRC 1421 | -
Fixed Foam System / Equipment | Foam Monitor | Elkhart Brass Manufacturing Co, Inc. | Full 360◦ rotation single wheel operated monitor | 293-6 | FMRC 1421 | -
Fixed Foam System / Equipment | Foam Monitor | Elkhart Brass Manufacturing Co, Inc. | Full 360◦ rotation single wheel operated monitor | 293-6H | FMRC 1421 | -
Fixed Foam System / Equipment | Foam Monitor | Elkhart Brass Manufacturing Co, Inc. | Full 360◦ rotation double wheel operated monitor | 294-11 | FMRC 1421 | -
Fixed Foam System / Equipment | Foam Monitor | Elkhart Brass Manufacturing Co, Inc. | Full 360◦ rotation double wheel operated monitor | 294-20 | FMRC 1421 | -
Fixed Foam System / Equipment | Foam Monitor | Elkhart Brass Manufacturing Co, Inc. | Full 360◦ rotation "Pyton" monitor | 299-11 | FMRC 1421 | -
Fixed Foam System / Equipment | Foam Monitor | Elkhart Brass Manufacturing Co, Inc. | Full 360◦ rotation "Pyton" monitor | 299-11H | FMRC 1421 | -
Fixed Foam System / Equipment | Foam Monitor | Elkhart Brass Manufacturing Co, Inc. | Full 360◦ rotation "Pyton" monitor | 299-20 | FMRC 1421 | -
Fixed Foam System / Equipment | Foam Monitor | Elkhart Brass Manufacturing Co, Inc. | Singleway Handwheel Operated Monitor | 8393H | FMRC 1421 | -
Fixed Foam System / Equipment | Foam Monitor | National Foam System Inc. | Water Powdered Oscillating monitor | HOM-2B-NA200 | FM 5133-1979, NFPA 11-1983 | -
Fixed Foam System / Equipment | Foam Monitor | National Foam System Inc. | Water Powdered Oscillating monitor | HOM-2B-NA300 | FM 5133-1979, NFPA 11-1983 | -
Fixed Foam System / Equipment | Foam Monitor | National Foam System Inc. | Water Powdered Oscillating monitor | HOM-2B-NA400 | FM 5133-1979, NFPA 11-1983 | -
Fixed Foam System / Equipment | Foam Monitor | National Foam System Inc. | Water Powdered Oscillating monitor | HOM-2B-NA500 | FM 5133-1979, NFPA 11-1983 | -
Fixed Foam System / Equipment | Foam Monitor | 北京辰安偉業科技有限公司 | 可變流量電控消防水炮 | PSKD20~30W-BGS2030W | GB19156-2003, GB19157-2003 | -
Fixed Foam System / Equipment | Foam Monitor | 北京辰安偉業科技有限公司 | 可變流量電控消防水炮 | PSKD40~70W-BGS4070W | GB19156-2003, GB19157-2003 | -
Fixed Foam System / Equipment | Foam Monitor | 章丘市消防器材有限責任公司 | 可調式電控消防水炮 | PSKD60-70D | GB19156-2003, GB19157-2003 | -
Fixed Foam System / Equipment | Foam Proportioner/Maker | Angus Fire Armour Ltd. | Foam Making Equipment - Balanced Pressure Proportioner | BPP-80 | UL 162 | -
Fixed Foam System / Equipment | Foam Proportioner/Maker | Angus Fire Armour Ltd. | Foam Making Equipment - Balanced Pressure Proportioner | BPP-80 | UL 162 | -
Fixed Foam System / Equipment | Foam Proportioner/Maker | Angus Fire Armour Ltd. | Foam Making Equipment - Balanced Pressure Proportioning Valve | BPV-A | UL 162 | -
Fixed Foam System / Equipment | Foam Proportioner/Maker | Angus Fire Armour Ltd. | Foam Making Equipment - Balanced Pressure Proportioning Valve | BPV-A | UL 162 | -
Fixed Foam System / Equipment | Foam Proportioner/Maker | Ansul Co | In-line Balanced Pressure Proportioners for use with Ratio Flow Controllers | IBP-2 | UL | -
Fixed Foam System / Equipment | Foam Proportioner/Maker | Ansul Co | Foam Concentrate In-Line Balanced Pressure Proportioner | IBP-2 | UL 162 | -
Fixed Foam System / Equipment | Foam Proportioner/Maker | Ansul Co | In-line Balanced Pressure Proportioners for use with Ratio Flow Controllers | IBP-2-1/2 | UL | -
Fixed Foam System / Equipment | Foam Proportioner/Maker | Ansul Co | Foam Concentrate In-Line Balanced Pressure Proportioner | IBP-2-1/2 | UL 162 | -
Fixed Foam System / Equipment | Foam Proportioner/Maker | Ansul Co | In-line Balanced Pressure Proportioners for use with Ratio Flow Controllers | IBP-3 | UL | -
Fixed Foam System / Equipment | Foam Proportioner/Maker | Ansul Co | Foam Concentrate In-Line Balanced Pressure Proportioner | IBP-3 | UL 162 | -
Fixed Foam System / Equipment | Foam Proportioner/Maker | Ansul Co | In-line Balanced Pressure Proportioners for use with Ratio Flow Controllers | IBP-4 | UL | -
Fixed Foam System / Equipment | Foam Proportioner/Maker | Ansul Co | Foam Concentrate In-Line Balanced Pressure Proportioner | IBP-4 | UL 162 | -
Fixed Foam System / Equipment | Foam Proportioner/Maker | Ansul Co | In-line Balanced Pressure Proportioners for use with Ratio Flow Controllers | IBP-6 | UL | -
Fixed Foam System / Equipment | Foam Proportioner/Maker | Ansul Co | Foam Concentrate In-Line Balanced Pressure Proportioner | IBP-6 | UL 162 | -
Fixed Foam System / Equipment | Foam Proportioner/Maker | Ansul Co | In-line Balanced Pressure Proportioners for use with Ratio Flow Controllers | IBP-8 | UL | -
Fixed Foam System / Equipment | Foam Proportioner/Maker | Ansul Co | Foam Concentrate In-Line Balanced Pressure Proportioner | IBP-8 | UL 162 | -
Fixed Foam System / Equipment | Foam Proportioner/Maker | Ansul Co | In-line Balanced Pressure Proportioners for use with Ratio Flow Controllers | WOM-3 |  | -
Fixed Foam System / Equipment | Foam Proportioner/Maker | Ansul Co | In-line Balanced Pressure Proportioners for use with Ratio Flow Controllers | WOM-4 |  | -
Fixed Foam System / Equipment | Foam Proportioner/Maker | Ansul Fire Protection Wormald US Inc. | Line Proportioner with Metering Valve | PL-60 | UL 162 V | -
Fixed Foam System / Equipment | Foam Proportioner/Maker | Chubb National Foam Inc. | Ratio Controller Proportioner | 2RCT-3UG | UL | -
Fixed Foam System / Equipment | Foam Proportioner/Maker | Chubb National Foam Inc. | Ratio Controller Proportioner | 4RCF-3UG | UL | -
Fixed Foam System / Equipment | Foam Proportioner/Maker | Chubb National Foam Inc. | Ratio Controller Proportioner | 4RCW-3UG | UL | -
Fixed Foam System / Equipment | Foam Proportioner/Maker | Chubb National Foam Inc. | Ratio Controller Proportioner | 6RCF-3UG | UL | -
Fixed Foam System / Equipment | Foam Proportioner/Maker | Chubb National Foam Inc. | Ratio Controller Proportioner | 6RCW-3UG | UL | -
Fixed Foam System / Equipment | Foam Proportioner/Maker | National Foam System Inc. | Ratio Flow Controller (3",4",6",8") | RCF | UL 162 V | -
Fixed Foam System / Equipment | Foam Proportioner/Maker | National Foam System Inc. | Ratio Flow Controller | RCF | UL 162 V | -
Fixed Foam System / Equipment | Foam Proportioner/Maker | National Foam System Inc. | Ratio Flow Controller | RCF | UL 162 V | -
Fixed Foam System / Equipment | Foam Proportioner/Maker | National Foam System Inc. | Ratio Flow Controller (2") | RCT | UL 162 V | -
Fixed Foam System / Equipment | Foam Proportioner/Maker | National Foam System Inc. | Ratio Flow Controller | RCT | UL 162 V | -
Fixed Foam System / Equipment | Foam Proportioner/Maker | National Foam System Inc. | Ratio Flow Controller | RCT | UL 162 V | -
Fixed Foam System / Equipment | Foam Proportioner/Maker | National Foam System Inc. | Pressure Reducing Services | UFC 49980 | UL 162 V | -
Fixed Foam System / Equipment | Foam Proportioner/Maker | National Foam System Inc. | Back Pressure Services | UFD 50242 | UL 162 V | -
Fixed Foam System / Equipment | Foam Proportioner/Maker | National Foam System Inc. | Diaphragm Balancing Valve | UFD 50243 | UL 162 V | -
Fixed Foam System / Equipment | Foam Proportioner/Maker | National Foam System Inc. | Diaphram Balancing Valve | UFD 50244 | UL 162 V | -
Fixed Foam System / Equipment | Foam Proportioner/Maker | The Viking Corp. | Proportioner | VF/VW-3 AN | UL 162 | -
Fixed Foam System / Equipment | Foam Proportioner/Maker | The Viking Corp. | Proportioner | VF/VW-3 BN | UL 162 | -
Fixed Foam System / Equipment | Foam Proportioner/Maker | The Viking Corp. | Proportioner | VF/VW-3 JN | UL 162 | -
Fixed Foam System / Equipment | Foam Proportioner/Maker | The Viking Corp. | Proportioner | VF/VW-4 AN | UL 162 | -
Fixed Foam System / Equipment | Foam Proportioner/Maker | The Viking Corp. | Proportioner | VF/VW-4 BN | UL 162 | -
Fixed Foam System / Equipment | Foam Proportioner/Maker | The Viking Corp. | Proportioner | VF/VW-4 CN | UL 162 | -
Fixed Foam System / Equipment | Foam Proportioner/Maker | The Viking Corp. | Proportioner | VF/VW-4 JN | UL 162 | -
Fixed Foam System / Equipment | Foam Proportioner/Maker | The Viking Corp. | Proportioner | VF/VW-6 BN | UL 162 | -
Fixed Foam System / Equipment | Foam Proportioner/Maker | The Viking Corp. | Proportioner | VF/VW-6 CN | UL 162 | -
Fixed Foam System / Equipment | Foam Proportioner/Maker | The Viking Corp. | Proportioner | VF/VW-6 JN | UL 162 | -
Fixed Foam System / Equipment | Foam Proportioner/Maker | The Viking Corp. | Proportioner | VF/VW-6AN | UL 162 | -
Fixed Foam System / Equipment | Foam Proportioner/Maker | The Viking Corp. | Proportioner | VF/VW-8 BN | UL 162 | -
Fixed Foam System / Equipment | Foam Proportioner/Maker | The Viking Corp. | Proportioner | VF/VW-8 CN | UL 162 | -
Fixed Foam System / Equipment | Foam Proportioner/Maker | The Viking Corp. | Proportioner | VF/VW-8 JN | UL 162 | -
Fixed Foam System / Equipment | Foam Proportioner/Maker | The Viking Corp. | Proportioner | VF/VW-8AN | UL 162 | -
Fixed Foam System / Equipment | Foam Proportioner/Maker | The Viking Corp. | Proportioner | VT/VG-2 AN | UL 162 | -
Fixed Foam System / Equipment | Foam Proportioner/Maker | The Viking Corp. | Proportioner | VT/VG-2 BN | UL 162 | -
Fixed Foam System / Equipment | Foam Proportioner/Maker | The Viking Corp. | Proportioner | VT/VG-2 JN | UL 162 | -
Fixed Foam System / Equipment | Foam Proportioner/Maker | The Viking Corp. | Proportioner | VT/VG-2CN | UL 162 | -
Fixed Foam System / Equipment | Foam Proportioner/Maker | The Viking Corp. | Proportioner | VT/VW-8AN | UL 162 | -
Fixed Foam System / Equipment | Foam Proportioner/Maker |  | Proportioner | 2" RCT 3P/A/U |  | -
Fixed Foam System / Equipment | Foam Proportioner/Maker |  | Ratio Controller Proportioner | 2" RCT-1A/U | UL | -
Fixed Foam System / Equipment | Foam Proportioner/Maker |  | ILBP Module | 2B1-A/U |  | -
Fixed Foam System / Equipment | Foam Proportioner/Maker |  | Proportioner | 3" RCF 3A/U |  | -
Fixed Foam System / Equipment | Foam Proportioner/Maker |  | Ratio Controller Proportioner | 3" RCT-3A/U | UL | -
Fixed Foam System / Equipment | Foam Proportioner/Maker |  | Ratio Controller Proportioner | 3" RCT-6A/U | UL | -
Fixed Foam System / Equipment | Foam Proportioner/Maker |  | ILBP Module | 3B3-A/U |  | -
Fixed Foam System / Equipment | Foam Proportioner/Maker |  | ILBP Module | 3B6-A/U |  | -
Fixed Foam System / Equipment | Foam Proportioner/Maker |  | Proportioner | 4" RCF 3A/U |  | -
Fixed Foam System / Equipment | Foam Proportioner/Maker |  | Ratio Controller Proportioner | 4" RCT-1A/U | UL | -
Fixed Foam System / Equipment | Foam Proportioner/Maker |  | Ratio Controller Proportioner | 4" RCT-3A/U | UL | -
Fixed Foam System / Equipment | Foam Proportioner/Maker |  | Ratio Controller Proportioner | 4" RCT-3P | UL | -
Fixed Foam System / Equipment | Foam Proportioner/Maker |  | Ratio Controller Proportioner | 4" RCT-6A/U | UL | -
Fixed Foam System / Equipment | Foam Proportioner/Maker |  | ILBP Module | 4B1-A/U |  | -
Fixed Foam System / Equipment | Foam Proportioner/Maker |  | ILBP Module | 4B3-A/U |  | -
Fixed Foam System / Equipment | Foam Proportioner/Maker |  | ILBP Module | 4B3-P |  | -
Fixed Foam System / Equipment | Foam Proportioner/Maker |  | ILBP Module | 4B6-A/U |  | -
Fixed Foam System / Equipment | Foam Proportioner/Maker |  | Proportioner | 6" RCF 3A/U |  | -
Fixed Foam System / Equipment | Foam Proportioner/Maker |  | Ratio Controller Proportioner | 6" RCT-1A/U | UL | -
Fixed Foam System / Equipment | Foam Proportioner/Maker |  | Ratio Controller Proportioner | 6" RCT-3A/U | UL | -
Fixed Foam System / Equipment | Foam Proportioner/Maker |  | Ratio Controller Proportioner | 6" RCT-3P | UL | -
Fixed Foam System / Equipment | Foam Proportioner/Maker |  | Ratio Controller Proportioner | 6" RCT-6A/U | UL | -
Fixed Foam System / Equipment | Foam Proportioner/Maker |  | ILBP Module | 6B1-A/U |  | -
Fixed Foam System / Equipment | Foam Proportioner/Maker |  | ILBP Module | 6B3-A/U |  | -
Fixed Foam System / Equipment | Foam Proportioner/Maker |  | ILBP Module | 6B3-P |  | -
Fixed Foam System / Equipment | Foam Proportioner/Maker |  | ILBP Module | 6B6-A/U |  | -
Fixed Foam System / Equipment | Foam Proportioner/Maker |  | Proportioner | 8" RCF 3A/U |  | -
Fixed Foam System / Equipment | Foam Proportioner/Maker |  | Ratio Controller Proportioner | 8" RCT-1A/U | UL | -
Fixed Foam System / Equipment | Foam Proportioner/Maker |  | Ratio Controller Proportioner | 8" RCT-3A/U | UL | -
Fixed Foam System / Equipment | Foam Proportioner/Maker |  | Ratio Controller Proportioner | 8" RCT-3P | UL | -
Fixed Foam System / Equipment | Foam Proportioner/Maker |  | ILBP Module | 8B1-A/U |  | -
Fixed Foam System / Equipment | Foam Proportioner/Maker |  | ILBP Module | 8B3-A/U |  | -
Fixed Foam System / Equipment | Foam Proportioner/Maker |  | ILBP Module | 8B3-P |  | -
Fixed Foam System / Equipment | Foam Proportioner/Maker |  | Proportioner | HLP-17M |  | -
Fixed Foam System / Equipment | Foam Proportioner/Maker |  | Proportioner | HLP-25A |  | -
Fixed Foam System / Equipment | Foam Proportioner/Maker |  | Proportioner | HLP-6M |  | -
Fixed Foam System / Equipment | Foam Proportioner/Maker |  | Proportioner | HLP-9M |  | -
Fixed Foam System / Equipment | Foam Proportioner/Maker |  | Foam Makers, Fixed | MBS-10A |  | -
Fixed Foam System / Equipment | Foam Proportioner/Maker |  | Foam Makers, Fixed | MBS-15A |  | -
Fixed Foam System / Equipment | Foam Proportioner/Maker |  | Foam Makers, Fixed | MBS-20A |  | -
Fixed Foam System / Equipment | Foam Proportioner/Maker |  | Foam Makers, Fixed | MBS-25A |  | -
Fixed Foam System / Equipment | Foam Proportioner/Maker |  | Foam Makers, Fixed | MBS-3 |  | -
Fixed Foam System / Equipment | Foam Proportioner/Maker |  | Foam Makers, Fixed | MBS-30A |  | -
Fixed Foam System / Equipment | Foam Proportioner/Maker |  | Foam Makers, Fixed | MBS-3A |  | -
Fixed Foam System / Equipment | Foam Proportioner/Maker |  | Foam Makers, Fixed | MBS-3S |  | -
Fixed Foam System / Equipment | Foam Proportioner/Maker |  | Foam Makers, Fixed | MBS-3SA |  | -
Fixed Foam System / Equipment | Foam Proportioner/Maker |  | Foam Makers, Fixed | MBS-9 |  | -
Fixed Foam System / Equipment | Foam Proportioner/Maker |  | Foam Makers, Fixed | MBS-9A |  | -
Fixed Foam System / Equipment | Foam Proportioner/Maker |  | Foam Makers, Fixed | MBS-9S |  | -
Fixed Foam System / Equipment | Foam Proportioner/Maker |  | Foam Makers, Fixed | MBS-9SA |  | -
Fixed Foam System / Equipment | Foam Proportioner/Maker |  | Proportioner | PPH12B |  | -
Fixed Foam System / Equipment | Foam Proportioner/Maker |  | Proportioner | PPH50 |  | -
Fixed Foam System / Equipment | Foam Proportioner/Maker |  | Proportioner | PPH60 |  | -
Fixed Foam System / Equipment | Foam Proportioner/Maker |  | Proportioner (2,2.5,3,4,6,8") |  | UL | -
Fixed Foam System / Equipment | Foam Nozzle | Angus Fire Armour Ltd. | Foam Making Equipment - Hose Stream Nozzle | F225 | UL 162 | -
Fixed Foam System / Equipment | Foam Nozzle | Angus Fire Armour Ltd. | Foam Making Equipment - Hose Stream Nozzle | F225 | UL 162 | -
Fixed Foam System / Equipment | Foam Nozzle | Angus Fire Armour Ltd. | Foam Making Equipment - Hose Stream Nozzle | F225H | UL 162 | -
Fixed Foam System / Equipment | Foam Nozzle | Angus Fire Armour Ltd. | Foam Making Equipment - Hose Stream Nozzle | F225H | UL 162 | -
Fixed Foam System / Equipment | Foam Nozzle | Ansul Fire Protection Wormald US Inc. | Handline Nozzles | HL-60 | UL 162 V | -
Fixed Foam System / Equipment | Foam Nozzle | Globe Fire Sprinkler Corp. | Fixed spray nozzle for use with foam | JN 1/2" | 199A | -
Fixed Foam System / Equipment | Foam Nozzle | Globe Fire Sprinkler Corp. | Fixed spray nozzle for use with foam | JN 3/8" | 199A | -
Fixed Foam System / Equipment | Foam Nozzle | Star | Fusible Links | A | NFPA16 | -
Fixed Foam System / Equipment | Foam Nozzle | Star | Foam Water Nozzle | A | NFPA16 | -
Fixed Foam System / Equipment | Foam Nozzle | Wei Ho Fire Equipment Co Ltd. | Foam Spray Nozzle | A | UL 162, UL 199 | -
Fixed Foam System / Equipment | Foam Water Nozzle |  | Nozzle, Hose Stream | JS-10 |  | -
Fixed Foam System / Equipment | Foam Water Nozzle |  | Nozzle, Hose Stream | JS-10B |  | -
Fixed Foam System / Equipment | Foam Water Nozzle |  | Nozzle, Hose Stream | PC-100 |  | -
Fixed Foam System / Equipment | Foam Water Nozzle |  | Nozzle, Hose Stream | PC-31 |  | -
Fixed Foam System / Equipment | Foam Water Nozzle |  | Nozzle, Hose Stream | PC-31A |  | -
Fixed Foam System / Equipment | Foam Water Nozzle |  | Nozzle, Hose Stream | PC-31AP3 |  | -
Fixed Foam System / Equipment | Foam Water Nozzle |  | Nozzle, Hose Stream | PC-31BPA |  | -
Fixed Foam System / Equipment | Foam Water Nozzle |  | Nozzle, Hose Stream | PC-31BPA |  | -
Fixed Foam System / Equipment | Foam Water Nozzle |  | Nozzle, Hose Stream | PC-31P3 |  | -
Fixed Foam System / Equipment | Foam Water Nozzle |  | Nozzle, Hose Stream | PC-50 |  | -
Fixed Foam System / Equipment | Foam Water Nozzle |  | Nozzle, Hose Stream | PC-50A |  | -
Fixed Foam System / Equipment | Foam Water Nozzle |  | Nozzle, Hose Stream | RP-6 |  | -
Fixed Foam System / Equipment | Foam Water Nozzle |  | Nozzle, Hose Stream | RP-6A |  | -
Fixed Foam System / Equipment | Foam Water Nozzle |  | Nozzle, Hose Stream | RP-6B |  | -
Fixed Foam System / Equipment | Foam Water Nozzle |  | Nozzle, Hose Stream | RP-6C |  | -
Fixed Foam System / Equipment | Bladder Tank | Angus Fire Armour Ltd. | Foam Making Equipment - Fixed Foam Chamber | RFG-50/RFP-50 | UL 162 | -
Fixed Foam System / Equipment | Bladder Tank | Angus Fire Armour Ltd. | Foam Making Equipment - Fixed Foam Chamber | RFG-80/RFP-80 | UL 162 | -
Fixed Foam System / Equipment | Bladder Tank | Angus Fire Armour Ltd. | Foam Making Equipment - Fixed Foam Chamber | TPC-80 | UL 162 | -
Fixed Foam System / Equipment | Bladder Tank | Angus Fire Armour Ltd. | Foam Making Equipment - Fixed Foam Chamber | TPS-100 | UL 162 | -
Fixed Foam System / Equipment | Bladder Tank | Angus Fire Armour Ltd. | Foam Chamber | TPS-100 | UL 162 | -
Fixed Foam System / Equipment | Bladder Tank | Angus Fire Armour Ltd. | Foam Making Equipment - Fixed Foam Chamber | TPS-150 | UL 162 | -
Fixed Foam System / Equipment | Bladder Tank | Angus Fire Armour Ltd. | Foam Chamber | TPS-150 | UL 162 | -
Fixed Foam System / Equipment | Bladder Tank | Angus Fire Armour Ltd. | Foam Making Equipment - Fixed Foam Chamber | TPS-50 | UL 162 | -
Fixed Foam System / Equipment | Bladder Tank | Angus Fire Armour Ltd. | Foam Chamber | TPS-50 | UL 162 | -
Fixed Foam System / Equipment | Bladder Tank | Angus Fire Armour Ltd. | Foam Making Equipment - Fixed Foam Chamber | TPS-80 | UL 162 | -
Fixed Foam System / Equipment | Bladder Tank | Angus Fire Armour Ltd. | Foam Chamber | TPS-80 | UL 162 | -
Fixed Foam System / Equipment | Bladder Tank | Ansul Fire Protection | Fixed Foam Makers (High Back Pressure Fixed and Portable Foam Makers) | 100 | UL | -
Fixed Foam System / Equipment | Bladder Tank | Ansul Fire Protection | Fixed Foam Makers (High Back Pressure Fixed and Portable Foam Makers) | 150 | UL | -
Fixed Foam System / Equipment | Bladder Tank | Ansul Fire Protection | Fixed Foam Makers (High Back Pressure Fixed and Portable Foam Makers) | 200 | UL | -
Fixed Foam System / Equipment | Bladder Tank | Ansul Fire Protection | Fixed Foam Makers (High Back Pressure Fixed and Portable Foam Makers) | 250 | UL | -
Fixed Foam System / Equipment | Bladder Tank | Ansul Fire Protection | Fixed Foam Makers (High Back Pressure Fixed and Portable Foam Makers) | 300 | UL | -
Fixed Foam System / Equipment | Bladder Tank | Ansul Fire Protection | Fixed Foam Makers (High Back Pressure Fixed and Portable Foam Makers) | 350 | UL | -
Fixed Foam System / Equipment | Bladder Tank | Ansul Fire Protection | Fixed Foam Makers (High Back Pressure Fixed and Portable Foam Makers) | 400 | UL | -
Fixed Foam System / Equipment | Bladder Tank | Ansul Fire Protection | Fixed Foam Makers (High Back Pressure Fixed and Portable Foam Makers) | 450 | UL | -
Fixed Foam System / Equipment | Bladder Tank | Ansul Fire Protection | Fixed Foam Makers (High Back Pressure Fixed and Portable Foam Makers) | 500 | UL | -
Fixed Foam System / Equipment | Bladder Tank | Ansul Fire Protection | Fixed Foam Makers (High Back Pressure Fixed and Portable Foam Makers) | 550 | UL | -
Fixed Foam System / Equipment | Bladder Tank | Ansul Fire Protection | Air Foam Discharge Outlet, Fixed (Foam Chambers) | AFC-170 | UL | -
Fixed Foam System / Equipment | Bladder Tank | Ansul Fire Protection | Air Foam Discharge Outlet, Fixed (Foam Chambers) | AFC-330 | UL | -
Fixed Foam System / Equipment | Bladder Tank | Ansul Fire Protection | Air Foam Discharge Outlet, Fixed (Foam Chambers) | AFC-550 | UL | -
Fixed Foam System / Equipment | Bladder Tank | Ansul Fire Protection | Air Foam Discharge Outlet, Fixed (Foam Chambers) | AFC-90 | UL | -
Fixed Foam System / Equipment | Bladder Tank | Ansul Fire Protection | Fixed Air Foam Discharge Outlets | FLR-30 | UL | -
Fixed Foam System / Equipment | Bladder Tank | Ansul Fire Protection | Fixed Air Foam Discharge Outlets | FLR-90 | UL | -
Fixed Foam System / Equipment | Bladder Tank | National Foam System Inc. | Foam Chamber | MCS-17 B | UL 162 V | -
Fixed Foam System / Equipment | Bladder Tank | National Foam System Inc. | Foam Chamber | MCS-17SS B | UL 162 V | -
Fixed Foam System / Equipment | Bladder Tank | National Foam System Inc. | Foam Chamber | MCS-33 B | UL 162 V | -
Fixed Foam System / Equipment | Bladder Tank | National Foam System Inc. | Foam Chamber | MCS-33SS B | UL 162 V | -
Fixed Foam System / Equipment | Bladder Tank | National Foam System Inc. | Foam Chamber | MCS-55 B | UL 162 V | -
Fixed Foam System / Equipment | Bladder Tank | National Foam System Inc. | Foam Chamber | MCS-55SS B | UL 162 V | -
Fixed Foam System / Equipment | Bladder Tank | National Foam System Inc. | Foam Chamber | MCS-9 B | UL 162 V | -
Fixed Foam System / Equipment | Bladder Tank | National Foam System Inc. | Foam Chamber | MCS-9SS B | UL 162 V | -
Fixed Foam System / Equipment | Bladder Tank | National Foam System Inc. | Vertical Bladder Tank (25-1500 gal.) |  |  | -
Fixed Foam System / Equipment | Bladder Tank | National Foam System Inc. | Horizontal Bladder Tank (50-3200 gal.) |  |  | -
Fixed Foam System / Equipment | Bladder Tank | The Viking Corp. | ILBP Assemblies for Pumps and Low Flow Bladder Tank System | LFFV3F/W125AN | UL 162 | -
Fixed Foam System / Equipment | Bladder Tank | The Viking Corp. | ILBP Assemblies for Pumps and Low Flow Bladder Tank System | LFFV3F/W125BN | UL 162 | -
Fixed Foam System / Equipment | Bladder Tank | The Viking Corp. | ILBP Assemblies for Pumps and Low Flow Bladder Tank System | LFFV3F/W125CN | UL 162 | -
Fixed Foam System / Equipment | Bladder Tank | The Viking Corp. | ILBP Assemblies for Pumps and Low Flow Bladder Tank System | LFFV3F/W125JN | UL 162 | -
Fixed Foam System / Equipment | Bladder Tank | The Viking Corp. | ILBP Assemblies for Pumps and Low Flow Bladder Tank System | LFFV4F/W150AN | UL 162 | -
Fixed Foam System / Equipment | Bladder Tank | The Viking Corp. | ILBP Assemblies for Pumps and Low Flow Bladder Tank System | LFFV4F/W150BN | UL 162 | -
Fixed Foam System / Equipment | Bladder Tank | The Viking Corp. | ILBP Assemblies for Pumps and Low Flow Bladder Tank System | LFFV4F/W150CN | UL 162 | -
Fixed Foam System / Equipment | Bladder Tank | The Viking Corp. | ILBP Assemblies for Pumps and Low Flow Bladder Tank System | LFFV4F/W150JN | UL 162 | -
Fixed Foam System / Equipment | Bladder Tank | The Viking Corp. | ILBP Assemblies for Pumps and Low Flow Bladder Tank System | LFFV6F/W200AN | UL 162 | -
Fixed Foam System / Equipment | Bladder Tank | The Viking Corp. | ILBP Assemblies for Pumps and Low Flow Bladder Tank System | LFFV6F/W200BN | UL 162 | -
Fixed Foam System / Equipment | Bladder Tank | The Viking Corp. | ILBP Assemblies for Pumps and Low Flow Bladder Tank System | LFFV6F/W200CN | UL 162 | -
Fixed Foam System / Equipment | Bladder Tank | The Viking Corp. | ILBP Assemblies for Pumps and Low Flow Bladder Tank System | LFFV6F/W200JN | UL 162 | -
Fixed Foam System / Equipment | Bladder Tank | The Viking Corp. | ILBP Assemblies for Pumps and Low Flow Bladder Tank System | LFFV8F/W201AN | UL 162 | -
Fixed Foam System / Equipment | Bladder Tank | The Viking Corp. | ILBP Assemblies for Pumps and Low Flow Bladder Tank System | LFFV8F/W201BN | UL 162 | -
Fixed Foam System / Equipment | Bladder Tank | The Viking Corp. | ILBP Assemblies for Pumps and Low Flow Bladder Tank System | LFFV8F/W201CN | UL 162 | -
Fixed Foam System / Equipment | Bladder Tank | The Viking Corp. | ILBP Assemblies for Pumps and Low Flow Bladder Tank System | LFFV8F/W201JN | UL 162 | -
Fixed Foam System / Equipment | Bladder Tank | The Viking Corp. | Fixed Air Foam Discharge Outlets 4" | VFC-15 | UL 162 | -
Fixed Foam System / Equipment | Bladder Tank | The Viking Corp. | Fixed Air Foam Discharge Outlets 2" | VFC-2 | UL 162 | -
Fixed Foam System / Equipment | Bladder Tank | The Viking Corp. | Fixed Air Foam Discharge Outlets 2 1/2" | VFC-4 | UL 162 | -
Fixed Foam System / Equipment | Bladder Tank | The Viking Corp. | Fixed Air Foam Discharge Outlets 3" | VFC-8 | UL 162 | -
Gas Detection System |  | Astro International Corp. | Gas Detector | 5600AT | UL | -
Gas Detection System |  | Blakell System Ltd. | Gas Detector Head | 61800 | BASEEFA | -
Gas Detection System |  | Blakell System Ltd. | Gas Alarm Monitoring System | S-93 | EN 50014, 50018 | -
Gas Detection System |  | Cerberus AG | Detector (System: CerGas CC64, Control Unit: CC64) | DE60-01 | EN 50014: 1977+A1 to A5, EN 50018: 1977+A1 to A3 | -
Gas Detection System |  | Cerberus AG | Detector (System: CerGas CC64, Control Unit: CC64) | DE60-02 | EN 50014: 1977+A1 to A5, EN 50018: 1977+A1 to A3 | -
Gas Detection System |  | Cerberus AG | Detector (System: CerGas CC64, Control Unit: CC64) | DE60-03 | EN 50014: 1977+A1 to A5, EN 50018: 1977+A1 to A3 | -
Gas Detection System |  | Cerberus AG | Detector (System: CerGas CC64, Control Unit: CC64) | DE60-07 | EN 50014: 1977+A1 to A5, EN 50018: 1977+A1 to A3 | -
Gas Detection System |  | Cerberus AG | Detector (System: CerGas CC64, Control Unit: CC64) | DE60-12 | EN 50014: 1977+A1 to A5, EN 50018: 1977+A1 to A3 | -
Gas Detection System |  | Cerberus AG | Gas Detector CerGas CC60 | DO61-01 | EN 50014: 1977+A1 to A5, EN 50018: 1977 A1 to A3 | -
Gas Detection System |  | Cerberus AG | Gas Detector CerGas CC64 | DO61-01 | EN 50014: 1977+A1 to A5, EN 50018: 1977 A1 to A3 | -
Gas Detection System |  | Cerberus AG | Gas Detector CerGas CC60 | DO61-02 | EN 50014: 1977+A1 to A5, EN 50018: 1977 A1 to A3 | -
Gas Detection System |  | Cerberus AG | Gas Detector CerGas CC64 | DO61-02 | EN 50014: 1977+A1 to A5, EN 50018: 1977 A1 to A3 | -
Gas Detection System |  | Cerberus AG | Detector (System: CerGas CC60, Control Unit: CC60) | DP60-01 | EN 50014: 1977+A1 to A5, EN 50018: 1977+A1 to A3 | -
Gas Detection System |  | Cerberus AG | Detector (System: CerGas CC60, Control Unit: CC60) | DP60-02 | EN 50014: 1977+A1 to A5, EN 50018: 1977+A1 to A3 | -
Gas Detection System |  | Cerberus AG | Detector (System: CerGas CC60, Control Unit: CC60) | DP60-03 | EN 50014: 1977+A1 to A5, EN 50018: 1977+A1 to A3 | -
Gas Detection System |  | Cerberus AG | Detector (System: CerGas CC60, Control Unit: CC60) | DP60-07 | EN 50014: 1977+A1 to A5, EN 50018: 1977+A1 to A3 | -
Gas Detection System |  | Cerberus AG | Detector (System: CerGas CC60, Control Unit: CC60) | DP60-12 | EN 50014: 1977+A1 to A5, EN 50018: 1977+A1 to A3 | -
Gas Detection System |  | Chubb | Flammable Gas Sensor | 100 Series | BASEEFA | -
Gas Detection System |  | Chubb | Hydrogen Sulphide Hpscific Gas Sensor | 100 Series | BASEEFA | -
Gas Detection System |  | Chubb | Conduit Junction Box | 890-5 BX | BASEEFA | -
Gas Detection System |  | Chubb | Crowcon 87 Environmental Sampling Unit | E01-240 | BASEFFA | -
Gas Detection System |  | Crowcon | Gas Detection System - Thermal Conductivity Head | 82HD |  | -
Gas Detection System |  | Crowcon | Gas Detection System - Acid Gas | 83HX |  | -
Gas Detection System |  | Crowcon | Gas Detection System - Nitrogen Dioxide | 83ND |  | -
Gas Detection System |  | Crowcon | Gas Detection System - Nitric Oxide | 83NO |  | -
Gas Detection System |  | Crowcon | Gas Detection System - Sulphur Dioxide | 83SO |  | -
Gas Detection System |  | Crowcon | Gas Detection System: 83GW | RGD90/CO (Carbon Monoxide) | BASEEFA | -
Gas Detection System |  | Crowcon | Gas Detection System: 83GW | RGD90/HCL (Hydrogen Chloride) | BASEEFA | -
Gas Detection System |  | Crowcon | Gas Detection System: 83GW | RGD90/HN (Hydrogen Cyanide) | BASEEFA | -
Gas Detection System |  | Crowcon | Gas Detection System: 83GW | RGD90/HS (Hydrogen Sulphide) | BASEEFA | -
Gas Detection System |  | Crowcon | Gas Detection System: 83GW | RGD90/HX (Acid Gas) | BASEEFA | -
Gas Detection System |  | Crowcon | Gas Detection System: 83GW | RGD90/ND (Nitric dioxide) | BASEEFA | -
Gas Detection System |  | Crowcon | Gas Detection System: 83GW | RGD90/NO (Nitric Oxide) | BASEEFA | -
Gas Detection System |  | Crowcon | Gas Detection System: 83GW | RGD90/OX (Oxygen) | BASEEFA | -
Gas Detection System |  | Crowcon | Gas Detection System: 83GW | RGD90/SO (Sulphur dioxide) | BASEEFA | -
Gas Detection System |  | Crowcon (Instruments) Ltd. | Gas Master System (Detector: 830X, 83CO, 83HS, RGD90, RGD90/OX) |  | BASEEFA | -
Gas Detection System |  | Crowcon (Instruments) Ltd. | Gas Detector Control Unit(Detector: 81HD, Appollo Series 30 Smoke & Deat Detector & Other sensors to suit I.S. Barriers) | 72GW/2 | BASEEFA | -
Gas Detection System |  | Crowcon (Instruments) Ltd. | Remote Detector Head | 81HD | BASEEFA | -
Gas Detection System |  | Crowcon (Instruments) Ltd. | Carbon Monoxide Gas Detector | 83CO | BASEEFA | -
Gas Detection System |  | Crowcon (Instruments) Ltd. | Hydrogen Sulphide Gas Detector | 83HS | BASEEFA | -
Gas Detection System |  | Crowcon (Instruments) Ltd. | Oxygen Gas Detector | 83OX | BASEEFA | -
Gas Detection System |  | Crowcon Detection Instrument Ltd. | Gaslink Remote Gas Detector |  | SIRA | -
Gas Detection System |  | Crowcon Detection Instrument Ltd. | A Shunt Zener Barrier Gasmonitor System |  | BASEEFA | -
Gas Detection System |  | Crowcon Detection Instrument Ltd. | Cirrus Gas Detector |  | EN 50014: 1977 A1 to A7, EN 50018: 1977 A1 to A7 | -
Gas Detection System |  | Crowcon Detection Instrument Ltd. | Flamgard Plus (Flammable Gas) |  | EN 50014: 1992, EN 50048: 1994 | -
Gas Detection System |  | Crowcon Detection Instrument Ltd. | Exgard Plus(Toxic Gas, Oxygen) |  | EN 50014: 1992, EN 50048: 1994 | -
Gas Detection System |  | Crowcon Detection Instrument Ltd. | A Shunt Zener Barrier, Gasmonitor System (Control Unit) |  | EN 60079-25: 2004 | -
Gas Detection System |  | Crowcon Detection Instrument Ltd. | A Shunt Zener Barrier, Gasmaster System (Control Unit) |  | EN 60079-25: 2004 | -
Gas Detection System |  | Crowcon Detection Instrument Ltd. | Vortex System (Control Panel) |  | EN 60079-25: 2004 | -
Gas Detection System |  | Crowcon Detection Instrument Ltd. | Cirrus Gas Detector |  | EN 50014: 1997, EN 50018: 2000 | -
Gas Detection System |  | Crowcon Detection Instrument Ltd. | Gas Sensor | 96 HD | EN 50014: 1997, EN 50018: 2000 | -
Gas Detection System |  | Crowcon Detection Instrument Ltd. | Gas Detector | 96HD | EN 50014: 1992, EN 50018: 1994 | -
Gas Detection System |  | Crowcon Detection Instrument Ltd. | Detector Transmitter | A Flagmgard-4/20 | EN 50014: 1997, EN 50018: 2000 | -
Gas Detection System |  | Crowcon Detection Instrument Ltd. | Detector Transmitter | A TC gard | EN 50014: 1997, EN 50018: 2000 | -
Gas Detection System |  | Crowcon Detection Instrument Ltd. | Detector Transmitter | A TX gard-D | EN 50014: 1997, EN 50018: 2000 | -
Gas Detection System |  | Crowcon Detection Instrument Ltd. | Detector Transmitter | A TX gard-HS | EN 50014: 1997, EN 50018: 2000 | -
Gas Detection System |  | Crowcon Detection Instrument Ltd. | Flammable Gas Detector | D19 | BASEEFA | -
Gas Detection System |  | Crowcon Detection Instrument Ltd. | Detector Transmitter | Flamgard-4/20 | EN 50014: 1977 A1 to A5, EN 50018: 1977 A1 to A3 | -
Gas Detection System |  | Crowcon Detection Instrument Ltd. | Gas Detector Junction Box | Flamgard-EXE | EN 50014: 1997, EN 50018: 2000 | -
Gas Detection System |  | Crowcon Detection Instrument Ltd. | Gas Detector | Flamgard-Plus | EN 50014: 1997, EN 50018: 2000 | -
Gas Detection System |  | Crowcon Detection Instrument Ltd. | Detector Transmitter | Tcgard | EN 50014: 1977 A1 to A5, EN 50018: 1977 A1 to A3 | -
Gas Detection System |  | Crowcon Detection Instrument Ltd. | Detector Transmitter | Txgard-D | EN 50014: 1977 A1 to A5, EN 50018: 1977 A1 to A3 | -
Gas Detection System |  | Crowcon Detection Instrument Ltd. | Detector Transmitter | Txgard-HS | EN 50014: 1977 A1 to A5, EN 50018: 1977 A1 to A3 | -
Gas Detection System |  | Crowcon Detection Instrument Ltd. | Toxic Gas Detector | Txgard-IS | EN 50014: 1997, EN 50020: 2002 | -
Gas Detection System |  | Crowcon Detection Instrument Ltd. | Oxygen Detector | Txgard-IS | EN 50014: 1997, EN 50020: 2002, EN 50284: 1999 | -
Gas Detection System |  | Crowcon Detection Instrument Ltd. | Toxic and Oxygen Gas Detector | Txgard-IS+ | EN 50020: 1994E, EN 50014: 1997E | -
Gas Detection System |  | Crowcon Detection Instrument Ltd. | Gas Detector | Txgard-Plus | EN 50014: 1997, EN 50018: 2000 | -
Gas Detection System |  | Crowcon Detection Instrument Ltd. | Gas Detector | Xgard | EN 50014: 1997+A1 to A2, EN 50018: 2000+A1 | -
Gas Detection System |  | Crowcon Detection Instrument Ltd. | Vortex System (Control Panel) |  | EN 60079-25: 2004 | -
Gas Detection System |  | Crowcon Instruments Ltd. | 83GW Gaswarden & Gasmaster System | 11695 | BASEEFA | -
Gas Detection System |  | Crowcon Instruments Ltd. | Triple Plus Gas Detector | Carbpn monoxide (Sensor: 7E) | SIRA | -
Gas Detection System |  | Crowcon Instruments Ltd. | Triple Plus Gas Detector | Carbpn monoxide (with filter) (Sensor: 7E/F) | SIRA | -
Gas Detection System |  | Crowcon Instruments Ltd. | Triple Plus Gas Detector | Explosive gas (high range) (Sensor: VQ35) | SIRA | -
Gas Detection System |  | Crowcon Instruments Ltd. | Triple Plus Gas Detector | Explosive gas (LEL range) (Sensor: VQ32) | SIRA | -
Gas Detection System |  | Crowcon Instruments Ltd. | Portable combustible gas detector | Gasalarm GA4 | BASEEFA | -
Gas Detection System |  | Crowcon Instruments Ltd. | Triple Plus Gas Detector | Hydrogen sulphide (low range) (Sensor: 7HH) | SIRA | -
Gas Detection System |  | Crowcon Instruments Ltd. | Triple Plus Gas Detector | Hydrogen sulphide (Sensor: 7H) | SIRA | -
Gas Detection System |  | Crowcon Instruments Ltd. | Triple Plus Gas Detector | Nitric oxide (Sensor: 7NT) | SIRA | -
Gas Detection System |  | Crowcon Instruments Ltd. | Triple Plus Gas Detector | Nitrogen dioxide (Sensor: 7HDH) | SIRA | -
Gas Detection System |  | Crowcon Instruments Ltd. | Triple Plus Gas Detector | Oxygen (Sensor: C/2) | SIRA | -
Gas Detection System |  | Crowcon Instruments Ltd. | Triple Plus Gas Detector | Sulphur dioxide (low range) (Sensor: 7SH) | SIRA | -
Gas Detection System |  | Crowcon Instruments Ltd. | Triple Plus Gas Detector | Sulphur dioxide (Sensor: 7ST) | SIRA | -
Gas Detection System |  | Crowcon Instruments Ltd. | Triple Plus Gas Detector | Sulphur dioxide (with filter) (Sensor: 7ST/F) | SIRA | -
Gas Detection System |  | Crowcon Instruments Ltd. | Toxic Gas Detector | Txgard-IS | EN 50014: 1977 A1 to A5, EN 50020: 1977 A1 to A2 | -
Gas Detection System |  | Detector Electronics | H2S Detector Head | C7064E | EN 50014: 1993, 50018: 1995 | -
Gas Detection System |  | Detector Electronics Corp. | Combustible Gas Detection | 1000 |  | -
Gas Detection System |  | Detector Electronics Corp. | Combustible Gas Detection | 2000 |  | -
Gas Detection System |  | Detector Electronics Corp. | Combustible Gas Detection | 8000 |  | -
Gas Detection System |  | Detector Electronics Corp. | Combustible Gas Detection Controller | 8000 | CSA C2'2.2 0-M1982, 142-M1983 | -
Gas Detection System |  | Detector Electronics Corp. | Toxic Gas Controller | 8100 | CSA C2'2.2 0-M1982, 142-M1987 | -
Gas Detection System |  | Detector Electronics Corp. | Transmitter Unit | 1K | EN 50014: 1977 +A1 to A5, EN 50018: 1977+A1 to A3 | -
Gas Detection System |  | Detector Electronics Corp. | Transmitter Unit | 2K | EN 50014: 1977 +A1 to A5, EN 50018: 1977+A1 to A3 | -
Gas Detection System |  | Detector Electronics Corp. | Combustible Gas Transmitter | 505 abcdefg | EN 50014+A1 to A5, EN 50018+A1 ti A3 | -
Gas Detection System |  | Detector Electronics Corp. | Transmitter Unit | 8K | EN 50014: 1977 +A1 to A5, EN 50018: 1977+A1 to A3 | -
Gas Detection System |  | Detector Electronics Corp. | Sensor / Transmitters H2S | C7064E | C2'2.2 30-M1986, 142-M1987 | -
Gas Detection System |  | Detector Electronics Corp. | Sensor / Transmitters O2 | C7065E | C2'2.2 30-M1986, 142-M1987 | -
Gas Detection System |  | Detector Electronics Corp. | Sensor / Transmitters CO | C7066E | C2'2.2 30-M1986, 142-M1987 | -
Gas Detection System |  | Detector Electronics Corp. | Sensor / Transmitters (CL2) | C7067E | C2'2.2 30-M1986, 1420-M1987, CAN/CSA-C2'2.2 157-92 | -
Gas Detection System |  | Detector Electronics Corp. | Sensor / Transmitters SO2 | C7068E | C2'2.2 30-M1986, 142-M1987 | -
Gas Detection System |  | Detector Electronics Corp. | Sensor / Transmitters No2 | C7069E | C2'2.2 30-M1986, 142-M1987 | -
Gas Detection System |  | Detector Electronics Corp. | Combustible Gas Sensor | CGS | EN 50014: 1992, EN 50018: 1994 | -
Gas Detection System |  | Detector Electronics Corp. | Gas Detection System | EAGLE 2000 | FMRC 3600,6310,6320,6341,3615,3810, ANSI/NEMA-250 | -
Gas Detection System |  | Detector Electronics Corp. | Combustible Gas Detector | PIR9400A2LA0 | Approval Standard Class 3600-1989, 3615-1988, 6310,6320-1989, 3810-1989 | -
Gas Detection System |  | Detector Electronics Corp. | Combustible Gas Detector | PIR9400A2LP0 | Approval Standard Class 3600-1989, 3615-1988, 6310,6320-1989, 3810-1989 | -
Gas Detection System |  | Detector Electronics Corp. | Combustible Gas Detector | PIR9400A3LA0 | Approval Standard Class 3600-1989, 3615-1988, 6310,6320-1989, 3810-1989 | -
Gas Detection System |  | Detector Electronics Corp. | Combustible Gas Detector | PIR9400A3LP0 | Approval Standard Class 3600-1989, 3615-1988, 6310,6320-1989, 3810-1989 | -
Gas Detection System |  | Detector Electronics Corp. | Combustible Gas Detector | PIR9400S2LP0 | Approval Standard Class 3600-1989, 3615-1988, 6310,6320-1989, 3810-1989 | -
Gas Detection System |  | Detector Electronics Corp. | Combustible Gas Detector | PIR9400S3LP0 | Approval Standard Class 3600-1989, 3615-1988, 6310,6320-1989, 3810-1989 | -
Gas Detection System |  | Detector Electronics Corp. | Patwatch Gas Detector | PW9200 | C2'2.2 0-M1982, 0-M91, 25-1966, 30-M1984, 94-1976, 142-M1983 | -
Gas Detection System |  | Detector Electronics Corp. | Combustible Gas 4-20mA Stand Alone Controller | R8471A | Approval Standard Class 6310, 6320-1989, 6341, 3810-1989 | -
Gas Detection System |  | Detector Electronics Corp. | Hydrogen Sulfide 4-20mA Stand Alone Controller | R8471B | Approval Standard Class 6310, 6320-1989, 6341, 3810-1989 | -
Gas Detection System |  | Detector Electronics Corp. | Combustible Gas 4-20mA Stand Alone Controller | R8471H | Approval Standard Class 6310, 6320-1989, 6341, 3810-1989 | -
Gas Detection System |  | Detector Electronics Corp. | Combustible Gas Detector | U8700 | EN 50014: 1977 +A1 to A5, EN 50018: 1977+A1 to A3 | -
Gas Detection System |  | Detector Electronics Corp. | Infiniti Transmitter | U9500 | EN 50014+A1 to A5, EN 50018+A1 to A3 | -
Gas Detection System |  | Exidyne Instrumentation Technologies | Gas Transmitter (Sensor Stik) | 4500 | SIRA | -
Gas Detection System |  | Flameproof Electrical Enclosures Ltd. | Enclosures | Range 3000 | EN 50014: 1997, EN 50018: 2000, EN 50281-1-1: 1999 | -
Gas Detection System |  | Gas Tech Australia Pty Ltd. | Gastech Gas Detector Head | 61-0103 | SA | -
Gas Detection System |  | GDS Technologies Limited | Gas Sensor | F1 | IEC 60079-0:2011, IEC 60079-1:2007, IEC 60079-31:2008, EN 60079-0:2012, EN 60079-1:2007, EN 60079-31:2009 | -
Gas Detection System |  | GDS Technology Ltd. | Gas Sensor | F1 | EN 50014: 1992, EN 50018: 1994 | -
Gas Detection System |  | General Monitors Ireland Ltd. | Smart Sensor | S4100C | EN 50014: 1994, EN 50019: 1994 | -
Gas Detection System |  | Groveley Engineering Ltd. | Gas Sensing Head | 210 | BS 5501 I: 1977, 50014: 1977+A1 to A5, 5501 V: 1977, 50018: 1977+A1 to A3, SFA 3009 | -
Gas Detection System |  | Industrial Scientific Oldham | Gas Detector | CTX300 | EN 50270 | -
Gas Detection System |  | Industrial Scientific Oldham | Control Unit, Gas Detection | MX15 | EM 61779-1, EN 61779-4, EN 50271 | -
Gas Detection System |  | Industrial Scientific Oldham | Control Unit, Gas Detection | MX62 | EN 61779-1: 2000+A11: 2004; EN 61779-4: 2000, EN 61779-5: 2000; EN 50104: 2002+A1: 2004; EN 50271: 2001 | -
Gas Detection System |  | Industrial Scientific Oldham | Gas Detector | OLC10 | EN 50021 (1999) | -
Gas Detection System |  | Industrial Scientific Oldham | Gas Detector | OLC10TWIN | EN 50021 (1999) | -
Gas Detection System |  | Industrial Scientific Oldham | Gas Detector | OLCT10 | EN 50021 (1999) | -
Gas Detection System |  | Industrial Seientific Co | Combustible Gas Detector | iTRANS | EN 50014: 1997,+A1,A2, EN 50018:2000 | -
Gas Detection System |  | International Sensor Technology | Toxic Gas Detector | 4-20 IQ | 0-M1991, 30-M1986 | -
Gas Detection System |  | International Sensor Technology | Toxic Gas Detector | SM84 | 0-M1991, 30-M1986 | -
Gas Detection System |  | International Sensor Technology | Toxic Gas Detector | SM95 | 0-M1991, 30-M1986 | -
Gas Detection System |  | J&S Sieger Ltd. | Sensor Unit | 726 |  | -
Gas Detection System |  | Monicon Technology Ltd. | Gas Sensor | CGS500 | EN 50014: 1997+A1 to A2, EN 50018: 2000 | -
Gas Detection System |  | Monicon Technology Ltd. | Gas Monitor | S500 | BS 5001 I,V: 1977, SFA 3009: 1985 | -
Gas Detection System |  | Monicon Technology Ltd. | Toxic Gas Detector | T100 | EN 50014: 1992, EN 50020: 1994 | -
Gas Detection System |  | Murco Ltd. | Gas Leak Detector | MGD1SA | IEC 1010-1: 90+A1: 92+A2: 95 | -
Gas Detection System |  | Murco Ltd. | Gas Leak Detector | MGD1SA2L | IEC 1010-1: 90+A1: 92+A2: 95 | -
Gas Detection System |  | Murco Ltd. | Gas Leak Detector | MGD2SA | IEC 1010-1: 90+A1: 92+A2: 95 | -
Gas Detection System |  | Murco Ltd. | Gas Leak Detector | MGD2SA2L | IEC 1010-1: 90+A1: 92+A2: 95 | -
Gas Detection System |  | OLDHAM | Gas Detector | CEX300 | EN 50014, EN 50018, EN 50019, EN 50020, EN 50284, EN 50281-1-1 | -
Gas Detection System |  | OLDHAM | Gas Sensor | OLC20 | EN 50014, EN 50018, EN 50019, EN 50020, EN 50284, EN 50281-1-1 | -
Gas Detection System |  | OLDHAM | Gas Detector | OLC40 | EN 50014, EN 50018, EN 50019, EN 50020, EN 50284, EN 50281-1-1 | -
Gas Detection System |  | OLDHAM | Gas Detector | OLC50 | EN 50014, EN 50018, EN 50020, EN 50284, EN 50281-1-1 | -
Gas Detection System |  | OLDHAM | Gas Sensor | OLCT20 | EN 50014, EN 50018, EN 50020, EN 50284, EN 50281-1-1 | -
Gas Detection System |  | OLDHAM | Gas Detector | OLCT40 | EN 50014, EN 50018, EN 50019, EN 50020, EN 50284, EN 50281-1-1 | -
Gas Detection System |  | OLDHAM | Gas Detector | OLCT50 | EN 50014, EN 50018, EN 50020, EN 50284, EN 50281-1-1 | -
Gas Detection System |  | OLDHAM | Gas Detector | OLCT60 | EN 50014, EN 50018, EN 50020, EN 50284, EN 50281-1-1 | -
Gas Detection System |  | OLDHAM | Gas Detector | OLCT80 | EN 50014+A1,A2, EN 50018+A1, EN 50020, EN 50284, EN 50281-1-1+A1 | -
Gas Detection System |  | OLDHAM S.A. | Measuring Unit, Gas Detection | MX32 | EN 1127-1, EN 50054, EN 50057, EN 50104, EN 50271, pr EN 50402 | -
Gas Detection System |  | OLDHAM S.A. | Measuring Unit, Gas Detection | MX42A | EN 1127-1, EN 50054, EN 50057, EN 50104, EN 50271, pr EN 50402 | -
Gas Detection System |  | OLDHAM S.A. | Measuring Unit, Gas Detection | MX48 | EN 1127-1, EN 50054, EN 50057, EN 50104, EN 50271, pr EN 50402 | -
Gas Detection System |  | OLDHAM S.A. | Measuring Unit, Gas Detection | MX52 | EN 1127-1, EN 50054, EN 50057, EN 50104, EN 50271, pr EN 50402 | -
Gas Detection System |  | Oliver IGD Ltd. | Gas Detector | 102 | EN 50014, EN 50018, EN 50281 | -
Gas Detection System |  | Rexnord Gas Detection Products | Combustible gas detection system | 1000 | FMRC | -
Gas Detection System |  | Rexnord Gas Detection Products | Combustible gas detection system | 2000 | FMRC | -
Gas Detection System |  | Rexnord Gas Detection Products | Combustible gas detection system | 8000 | FMRC | -
Gas Detection System |  | Sieger Ltd. | Gas Detection sensor | 910 | BS 5501 I and V | -
Gas Detection System |  | Sieger Ltd. | An open-path infrared hydrocarbon gas detection system | Searchline short-range and long range gas detection system | BS 5501 I: 1977, BS 5501 VI: 1977, BS 5501 VII: 1977, BS 5501 VIII: 1978 | -
Gas Detection System |  | Sieger Ltd. | Searchpoint Infrared Fixed-Point Gas Detector |  |  | -
Gas Detection System |  | Siemens Building Technologies AG Fire & Security Products | Gas Detector | DP61-01 | EN50014, EN50018 | -
Gas Detection System |  | TQ Environmental Plc | Single channel combustible gas sensor | TQ122-210 | BS EN 61779-1, BS EN 61779-4 | -
Gas Detection System |  | TQ Environmental Plc | Eight channel control System (Control Panel) | TQ8000 | BS EN 61779-1, BS EN 61779-4 | -
Gas Detection System |  | Zellweger Analytics Ltd. | The Senserpoint Combustible Gas Detector Head |  | EN 50014: 1997, 50018: 1994 | -
Gas Detection System |  | Zellweger Analytics Ltd. | The Sensepoint Toxic Gas Sensor |  | EN 50014: 1997, 50018: 1994, 50020: 1994 | -
Gas Detection System |  | Zellweger Analytics Ltd. | Searchpoint Optima Infrared Point Detector |  | EN 50014: 1997+A1 to A5, 50018: 1977+A1 to A3 | -
Gas Detection System |  | Zellweger Analytics Ltd. | Signalpoint Combustible Gas Sensor |  | EN 50014: 1997, 50018: 1994, 50019: 1994 | -
Gas Detection System |  | Zellweger Analytics Ltd. | Apex Transmitter Unit |  | EN 50014: 1997, 50018: 2000, 50020: 1944 | -
Gas Detection System |  | Zellweger Analytics Ltd. | Apex/Matrix Sensor |  | EN 50014: 1997, 50018: 2000, 50020: 1944 | -
Gas Detection System |  | 北京利達華信電子有限公司 | 測量範圍為0~100%lel的點型可燃氣體探測器 | JB-QB-ES128F | GB16808-1997 | -
Gas Detection System |  | 北京利達華信電子有限公司 | 測量範圍為0~100%lel的點型可燃氣體探測器 | JTQ-BM-LD3101/B | GB15322.1-2003 | -
Gas Detection System | Ammonia Gas | Crowcon | Gas Detection System - Chlorine | 83CL |  | -
Gas Detection System | Ammonia Gas | Crowcon | Gas Detection System: 83GW | RGD90/CL (Chlorine) | BASEEFA | -
Gas Detection System | Ammonia Gas | Crowcon Instruments Ltd. | Triple Plus Gas Detector | Chlorine (Sensor: 7CLH) | SIRA | -
Gas Detection System | Ammonia Gas | Fischer & Porter Co | Chlorine Detector | 17CA1010 | FM | -
Gas Detection System | Ammonia Gas | Fischer & Porter Co | Chlorine Detector | ChlorAlert 17CA1010 | FM | -
Gas Detection System | Ammonia Gas | International Sensor Technology Detection Ltd. | Toxic and Combustible Monitoring Instrument - Chlorine | AG2000 | UL | -
Gas Detection System | Ammonia Gas | SABRE Gas Detection Ltd. | Gas Monitoring and Alarm System | CM901 | BASEEFA | -
Gas Detection System | Ammonia Gas | Wallace & Tiernan | Chlorine Leak Detector | 50-135 |  | -
Gas Detection System | Carbon Monoxide Gas | Crowcon | Gas Detection System - Hydrogen | 83HH |  | -
Gas Detection System | Carbon Monoxide Gas | Crowcon | Gas Detection System - Hydrogen | 83HL |  | -
Gas Detection System | Carbon Monoxide Gas | Crowcon | Gas Detection System - Hydrogen Cyanide | 83HN |  | -
Gas Detection System | Carbon Monoxide Gas | Crowcon | Gas Detection System: 83GW | RGD90/HL&HH (Hydrogen Sulphide) | BASEEFA | -
Gas Detection System | Carbon Monoxide Gas | Crowcon Instruments Ltd. | Triple Plus Gas Detector | Hydrogen (high range) (Sensor: 7HYE) | SIRA | -
Gas Detection System | Carbon Monoxide Gas | Crowcon Instruments Ltd. | Triple Plus Gas Detector | Hydrogen (Sensor: 7HYT) | SIRA | -
Gas Detection System | Carbon Monoxide Gas | International Sensor Technology Detection Ltd. | Toxic and Combustible Monitoring Instrument - Chlorine | AG2200 | UL | -
Gas Detection System | Carbon Dioxide Gas | Chubb | Ammonia Sensing Cell Type 3AM or 7AM | RGD/90 | BASEEFA | -
Gas Detection System | Carbon Dioxide Gas | ELE International Ltd. | Fixed Solvent Monitor System for Ammonia | 300-300 | Thomson MTS Ltd. | -
Gas Detection System | Carbon Dioxide Gas | Gas Tech Australia Pty Ltd. | Ammonia Detector Head | 65-6520 NH3 | Workcover Authority of NSW, SA | -
Gas Detection System | Carbon Dioxide Gas | International Sensor Technology Detection Ltd. | Toxic and Combustible Monitoring Instrument - Ammonia | AG3100 | UL | -
Gas Detection System | Carbon Dioxide Gas | J&S Sieger Ltd. | Sensor Control Module | 1310 |  | -
Gas Detection System | Carbon Dioxide Gas | Siemens Building Technologies AG Fire & Security Products | Gas Detector | DD61-01 | EN50014, EN50018 | -
Gas Detection System | Hydrogen Gas | Siemens Building Technologies AG Fire & Security Products | Gas Detector | DD61-02 | EN50014, EN50018 | -
Flammable Liquid Dispensing Device |  |  | Perfect 220 | Perfect 220 | BS 476 Part 7: 1987 | -
Flammable Liquid Dispensing Device |  | ABB Elektromotoren GmbH | Asynchronous Motor Type M2KA225 | Vogel's 123Pa4 | EN 50014:1977, EM 50018: 1977, EN 50019: 1977 | -
Flammable Liquid Dispensing Device |  | ABB Elektromotoren GmbH | Asynchronous Motor Type M2KA225SMA | Vogel's 123Pa5 | EN 50014:1977, NF C 23-514:1982+ A1-5; EN 50018:1977, NF C 23-518:1982+ A1-3; EN 50019:1977, NF C 23-519:1982+ A1-5; | -
Flammable Liquid Dispensing Device |  | ABB Motor OY | Asynchronous Motor | M2KA315 | EN 50014: 1977, NFC23-514: 1982 + A1 to A5; EN 50018: 1977, NFC23/518: 1982 + A1 to A3, EN 50019: 1977, NFC23-519: 1982+A1 to A3 | -
Flammable Liquid Dispensing Device |  | Advantage Retail Solutions Ltd. | Petrol Pumps and Dispensers | PEC 8000 Range | AS 2229.1 | -
Flammable Liquid Dispensing Device |  | Arizona Instruement Corp. | Control Unit and Probe | 17-901(17-9100) | EN 50014: 1977 A1 to A5, EN 50020: 1977 A1 to A5 | -
Flammable Liquid Dispensing Device |  | Arizona Instruement Corp. | Control Unit and Probe | 17-902(17-141A, 17-141B, 17-412A, 17-142B, 17-143A, 17-143B, 17-144A, 17-160A) | EN 50014: 1977 A1 to A5, EN 50020: 1977 A1 to A5 | -
Flammable Liquid Dispensing Device |  | Automatic Switch Co | SASCO Red-Hat II solenoid Operated Shutoff and General Purpose Valve | EF8210G | CSA C2'2.2 No. 0,25,30,139 | -
Flammable Liquid Dispensing Device |  | Baldor/USA | Explosion-proof oil pump motor |  | UL | -
Flammable Liquid Dispensing Device |  | barlian-Technik Ltd. | Enclosure Terminal Buxes | GB-5103-1221/2090 | EN 50014, EN 50019 | -
Flammable Liquid Dispensing Device |  | Bennett Pump Co | Power-operated Dispensing Device for Petroleum | 3912 | UL 87 | -
Flammable Liquid Dispensing Device |  | Bennett Pump Co | Power-operated Dispensing Device for Petroleum | 3913 | UL 87 | -
Flammable Liquid Dispensing Device |  | Bennett Pump Co | Power-operated Dispensing Device for Petroleum | 3922 | UL 87 | -
Flammable Liquid Dispensing Device |  | Bennett Pump Co | Power-operated Dispensing Device for Petroleum | 3924 | UL 87 | -
Flammable Liquid Dispensing Device |  | Bennett Pump Co | Power-operated Dispensing Device for Petroleum | 3925 | UL 87 | -
Flammable Liquid Dispensing Device |  | Bennett Pump Co | Power-operated Dispensing Device for Petroleum | 3927 | UL 87 | -
Flammable Liquid Dispensing Device |  | Bennett Pump Co | Power-operated Dispensing Device for Petroleum | 4012 | UL 87 | -
Flammable Liquid Dispensing Device |  | Bennett Pump Co | Power-operated Dispensing Device for Petroleum | 4013 | UL 87 | -
Flammable Liquid Dispensing Device |  | Bennett Pump Co | Power-operated Dispensing Device for Petroleum | 4014 | UL 87 | -
Flammable Liquid Dispensing Device |  | Bennett Pump Co | Power-operated Dispensing Device for Petroleum | 4015 | UL 87 | -
Flammable Liquid Dispensing Device |  | Bennett Pump Co | Power-operated Dispensing Device for Petroleum | 4022 | UL 87 | -
Flammable Liquid Dispensing Device |  | Bennett Pump Co | Power-operated Dispensing Device for Petroleum | 4024 | UL 87 | -
Flammable Liquid Dispensing Device |  | Bennett Pump Co | Power-operated Dispensing Device for Petroleum | 4027 | UL 87 | -
Flammable Liquid Dispensing Device |  | Bennett Pump Co | Power-operated Dispensing Device for Petroleum | 4042 | UL 87 | -
Flammable Liquid Dispensing Device |  | Bennett Pump Co | Power-operated Dispensing Device for Petroleum | 4044 | UL 87 | -
Flammable Liquid Dispensing Device |  | Bennett Pump Co | Power-operated Liquid Dispensing Devices (Self-Contained) | 3-1/2/3/4/5/6-1/2-1/2-S/H-N-P/S-S-G/L/I-L/C/V/S-S-2/A/B/C/D/E-NNN-N/T/H-N/J-1/2-NN-H/N-S/H/I-S/A/B/C | UL 87 | -
Flammable Liquid Dispensing Device |  | Bennett Pump Co | Power-operated Liquid Dispensing Devices (Remote Control) | 3-1/2/3/4/5/6-1/2-1/2-S-N-R-S-G/L/I-L/C/V/S-S-2-A/B/C/D/E-NNN-N/T/H-N/J-1/2-NNN-S/H/I-S/A/B/C | UL 87 | -
Flammable Liquid Dispensing Device |  | Bennett Pump Co | Power-operated Liquid Dispensing Devices (Remote Control) | 3-7/8-1/2-1/2/4-S/B-N/S/L/M/C/D-R/M-S-A/B/C/G/L/I-L/C/V/S-F/S-1/2-A/B/C/D/E-NNN-N/P-N/J-1/2-N-N/S/C-N-S/H/I-S/A/B/C | UL 87 | -
Flammable Liquid Dispensing Device |  | Bennett Pump Co | Power-operated Liquid Dispensing Devices (Self-Contained) | 3-7/8-1/2-1/2/4-S/H/L-N/S/L/M/C/D-P/S-S-A/B/C/G/L/I-L/C/V/S-F/S-1/2-A/B/C/D/E-NNN-N/P-N/J-1/2-N-N/S/C-N-S/H/I-S/A/B/C | UL 87 | -
Flammable Liquid Dispensing Device |  | Bennett Pump Co | Power-operated Flammable Liquid Dispensing Devices | Remote Control - Series 7000, 76-1/2-1/2-*** | UL 87 | -
Flammable Liquid Dispensing Device |  | Bennett Pump Co | Power-operated Flammable Liquid Dispensing Devices | Remote Control Models: 7-0/2-1/2-1/2/3/4-*** | UL 87 | -
Flammable Liquid Dispensing Device |  | Bennett Pump Co | Power-operated Liquid Dispensing Devices | Remote Control Models: Go Pump Series: C/R-12R/22R/24R-G/I/L-E/M-R-A/B/C/D-O/T-O/L/P-O/K-O/B | UL 87 | -
Flammable Liquid Dispensing Device |  | Bennett Pump Co | Power-operated Liquid Dispensing Devices | Remote Control Models: Go Pump Series: C/R-12R/22R/24R-G/I/L-E/M-R-A/B/C/D-O/T-O/L/P-O/K-O/B | UL 87 | -
Flammable Liquid Dispensing Device |  | Bennett Pump Co | Power-operated Flammable Liquid Dispensing Devices | Remote Control: 2-2/3/4-1/2/3/4/5-1/2/3/4/6/8-E/L/S/V-S/H-1/2/4-H/L/S-X/M-R-X/B-X/1-0/1/2/3-0-0-0/1/2-0-0/1-*-M-0-0-A/B/D | UL 87, UL 1238 | -
Flammable Liquid Dispensing Device |  | Bennett Pump Co | Power-operated Liquid Dispensing Devices | Remote Control: 2-2/3/4-1/2/3/4/5-1/2/3/4/6/8-E/L/S/V-S/H-1/2/4-H/L/S-X/M-R-X/B-X/1-0/1/2/3-0-0-0/1/2-0-0/1-*-M-0-0-A/B/D | UL 87, UL 1238 | -
Flammable Liquid Dispensing Device |  | Bennett Pump Co | Power-operated Liquid Dispensing Devices | Remote Control: 2-2/3/4-1/2/3-1/2/3/4/6/8-A/B/E/L/S/V-M/S-1/2/4-H/L/S-X-H/S-B/X-1/2/X-0/1/2/3-0/1/2-0/1/2-0-0/1-*-E/M-00-A/B/C/D/E | UL 87 | -
Flammable Liquid Dispensing Device |  | Bennett Pump Co | Power-operated Liquid Dispensing Devices | Self Contained Models: Go Pumpb Series: C/R-13D/13S/25D/25S/27S-G/I/L-E/M-A/B/C/D/E/F-A/B/C/D/E-O/T-O/L/P-O/K-O/B | UL 87 | -
Flammable Liquid Dispensing Device |  | Bennett Pump Co | Power-operated Liquid Dispensing Devices | Self Contained Models: Go Pumpb Series: C/R-13D/13S/25D/25S/27S-G/I/L-E/M-A/B/C/D/E-A/B/C/D/E-O/T-O/L/O-O/K-O/B | UL 87 | -
Flammable Liquid Dispensing Device |  | Bennett Pump Co | Power-operated Flammable Liquid Dispensing Devices | Self-contained Models: 7000, 77-1/2-1/2-*** | UL 87 | -
Flammable Liquid Dispensing Device |  | Bennett Pump Co | Power-operated Flammable Liquid Dispensing Devices | Self-contained Models: 7-1/3-1/2-1/2/3/4-*** | UL 87 | -
Flammable Liquid Dispensing Device |  | Bennett Pump Co | Power-operated Flammable Liquid Dispensing Devices | Self-Contained: 2-2-1/2-1/2/4-L/V-S/M-1/2/4-H/L/S-X-S/H-X-X/1-000-0/1-0-0/1-*-M-0-0-A/B/D | UL 87, UL 1238 | -
Flammable Liquid Dispensing Device |  | Bennett Pump Co | Power-operated Liquid Dispensing Devices | Self-Contained: 2-2-1/2-1/2/4-L/V-S/M-1/2/4-H/L/S-X-S/H-X-X/1-000-0/1-0-0/1-*-M-0-0-A/B/D | UL 87, UL 1238 | -
Flammable Liquid Dispensing Device |  | Brook Motors Ltd. | Squirrel Cage Induction Motor | A Type E112M | BS 5501 I: 1977 EN 50014, BS 5501: V EN 50018 | -
Flammable Liquid Dispensing Device |  | Brook Motors Ltd. | Squirrel Cage Induction Motor | A Type E90L | BS 5501 I: 1977 EN 50014, BS 5501: V EN 50018 | -
Flammable Liquid Dispensing Device |  | Brook Motors Ltd. | Squirrel Cage Induction Motor | AE112M | BS 5501 I: 1977 EN 50014, BS 5501: V EN 50018 | -
Flammable Liquid Dispensing Device |  | Brook Motors Ltd. | Squirrel Cage Induction Motor | E100L | BS 5501 I: 1977 EN 50014, BS 5501 V: 1977 EN 50018 | -
Flammable Liquid Dispensing Device |  | Brook Motors Ltd. | Squirrel Cage Induction Motor | E112M | BS 5501 I: 1977 EN 50014, BS 5501 V: 1977 EN 50018 | -
Flammable Liquid Dispensing Device |  | Brook Motors Ltd. | Squirrel Cage Induction Motor | E112M (E184T) | BS 5501 I: 1977 EN 50014, BS 5501 V: 1977 EN 50018 | -
Flammable Liquid Dispensing Device |  | Brook Motors Ltd. | Squirrel Cage Induction Motor | E132S (E132M, E213T, E215T) | BS 5501 I: 1977 EN 50014, BS 5501 V: 1977 EN 50018 | -
Flammable Liquid Dispensing Device |  | Brook Motors Ltd. | Squirrel Cage Induction Motor | E160M (E160L, E254T, E256T) | BS 5501 I: 1977 EN 50014, BS 5501 V: 1977 EN 50018 | -
Flammable Liquid Dispensing Device |  | Brook Motors Ltd. | Squirrel Cage Induction Motor | E180M (E180L, E284T, E286T) | BS 5501 I: 1977 EN 50014, BS 5501 V: 1977 EN 50018 | -
Flammable Liquid Dispensing Device |  | Brook Motors Ltd. | Squirrel Cage Induction Motor | E90S( E90L, E143T, E145T) | BS 5501 I: 1977 EN 50014, BS 5501 V: 1977 EN 50018 | -
Flammable Liquid Dispensing Device |  | Brook Motors Ltd. | Squirrel Cage Induction Motor | Ty[e E90S | BS 5501 I: 1977 EN 50014, BS 5501: V EN 50018 | -
Flammable Liquid Dispensing Device |  | Brook Motors Ltd. | Squirrel Cage Induction Motor | Type E100L | BS 5501 I: 1977 EN 50014, BS 5501: V EN 50018 | -
Flammable Liquid Dispensing Device |  | Burgess Microswitch Co Ltd. | Microswitch | Eagle Microswitch | SFA 3009 | -
Flammable Liquid Dispensing Device |  | Burkert Werke GmbH & Co | Soldenoid Valve | 5282 | 3600: 1986, 3611: 1989, 3810: 1989 | -
Flammable Liquid Dispensing Device |  | COELBO - Milano |  | EJB | EN 50014, EN50018 | -
Flammable Liquid Dispensing Device |  | Compac Industries Ltd. | Fuel Dispenser | Ambassador: MHZ6AZ-LPG | AS 2229.1-1982, AS 2229.2-1988 | -
Flammable Liquid Dispensing Device |  | Compac Industries Ltd. | Fuel Dispenser | Companion: MHD2Z-LPG | AS 2229.1-1982, AS 2229.2-1988 | -
Flammable Liquid Dispensing Device |  | Compac Industries Ltd. | Fuel Dispenser | Companion: MHQD1Z-LPG | AS 2229.1-1982, AS 2229.2-1988 | -
Flammable Liquid Dispensing Device |  | Compac Industries Ltd. | Fuel Dispenser | Companion: MHQD2Z-LPG | AS 2229.1-1982, AS 2229.2-1988 | -
Flammable Liquid Dispensing Device |  | Compac Industries Ltd. | Fuel Dispenser | Conqueror: Card King C-LPG-S-CK | AS 2229.1-1982, AS 2229.2-1988 | -
Flammable Liquid Dispensing Device |  | Compac Industries Ltd. | Fuel Dispenser | Conqueror: CC-LPG-D | AS 2229.1-1982, AS 2229.2-1988 | -
Flammable Liquid Dispensing Device |  | Compac Industries Ltd. | Fuel Dispenser | Conqueror: C-LPG-D | AS 2229.1-1982, AS 2229.2-1988 | -
Flammable Liquid Dispensing Device |  | Compac Industries Ltd. | Fuel Dispenser | Conqueror: C-LPG-S | AS 2229.1-1982, AS 2229.2-1988 | -
Flammable Liquid Dispensing Device |  | Compac Industries Ltd. | Fuel Dispenser | Euro: MHD6Z-LPG | AS 2229.1-1982, AS 2229.2-1988 | -
Flammable Liquid Dispensing Device |  | Compac Industries Ltd. | Fuel Dispenser | Euro: MHP6Z-LPG | AS 2229.1-1982, AS 2229.2-1988 | -
Flammable Liquid Dispensing Device |  | Compac Industries Ltd. | Fuel Dispenser | Master: M-LPG-S | AS 2229.1-1982, AS 2229.2-1988 | -
Flammable Liquid Dispensing Device |  | Compac Industries Ltd. | Fuel Dispenser | PREMIER: p-LPG-D | AS 2229.1-1982, AS 2229.2-1988 | -
Flammable Liquid Dispensing Device |  | Compac Industries Ltd. | Fuel Dispenser | PREMIER:P--LPG-DE | AS 2229.1-1982, AS 2229.2-1988 | -
Flammable Liquid Dispensing Device |  | Compac Industries Ltd. | Fuel Dispenser | PREMIER:P-LPG-S | AS 2229.1-1982, AS 2229.2-1988 | -
Flammable Liquid Dispensing Device |  | Compac Industries Ltd. | Fuel Dispenser | Sovereign: MHD6Z-LPG | AS 2229.1-1982, AS 2229.2-1988 | -
Flammable Liquid Dispensing Device |  | Crompton Pakinson Ltd. | Squirrel Cage Induction Motor | E200L | BS 5501 I: 1977 EN 50014, BS 5501: V EN 50018 | -
Flammable Liquid Dispensing Device |  | Crompton Pakinson Ltd. | Squirrel Cage Induction Motor | E225M | BS 5501 I: 1977 EN 50014, BS 5501: V EN 50018, BS 5501 VI: 1977 Ex 50019 | -
Flammable Liquid Dispensing Device |  | Crompton Pakinson Ltd. | Squirrel Cage Induction Motor | E250M | BS 5501 I: 1977 EN 50014, BS 5501: V EN 50018, BS 5501 VI: 1977 Ex 50019 | -
Flammable Liquid Dispensing Device |  | Crompton Pakinson Ltd. | Squirrel Cage Induction Motor | E280M | BS 5501 I: 1977 EN 50014, BS 5501: V EN 50018, BS 5501 VI: 1977 Ex 50019 | -
Flammable Liquid Dispensing Device |  | Crompton Pakinson Ltd. | Squirrel Cage Induction Motor | E315M | BS 5501 I: 1977 EN 50014, BS 5501: V EN 50018, BS 5501 VI: 1977 Ex 50019 | -
Flammable Liquid Dispensing Device |  | Curlee/USA | Explosion-proof watertight pump control panels | CSEW-18248 | UL | -
Flammable Liquid Dispensing Device |  | Curlee/USA | Explosion-proof watertight pump control panels | CSEW-18368 | UL | -
Flammable Liquid Dispensing Device |  | Curlee/USA | Explosion-proof watertight pump control panels | CSEW-8134 | UL | -
Flammable Liquid Dispensing Device |  | D&S lektronik Gmbh | Induction-antenna Type 314 | 314 | Eex 1Bb IIB T4 | -
Flammable Liquid Dispensing Device |  | D&S lektronik Gmbh | Pump-interface Type 320 | 320 | Eex 1b IIB | -
Flammable Liquid Dispensing Device |  | Delta Controls Ltd. | Flameproof Pressure Switch | S20 | EN 50014: 1977 A1 to A5, EN 50018: 1977 A1 to A3 | -
Flammable Liquid Dispensing Device |  | Dr.-ING.K. Busch GmbH | Rotary Vane Vacuum Pump | ENIVAC RE0040 | EN1127-1, EN50014 | -
Flammable Liquid Dispensing Device |  | Dr.-ING.K. Busch GmbH | Rotary Vane Vacuum Pump | ENIVAC RE0063A | EN1127-1, EN50014 | -
Flammable Liquid Dispensing Device |  | Dresser Inc. | Powered-operated Flammable Liquid Dispensing Devices | Global Vista Series 3/V490X/1 | UL 87, UL 1238 | -
Flammable Liquid Dispensing Device |  | Dresser Inc. | Powered-operated Flammable Liquid Dispensing Devices | Vista Series 3/V 590a/1 | UL 87, UL 1238 | -
Flammable Liquid Dispensing Device |  | Dresser Inc. | Powered-operated Flammable Liquid Dispensing Devices | Vista Series 3/V 595a/1 | UL 87, UL 1238 | -
Flammable Liquid Dispensing Device |  | Dresser Inc. | Powered-operated Flammable Liquid Dispensing Devices | Vista Series 3/V590a/1 | UL 87, UL 1238 | -
Flammable Liquid Dispensing Device |  | Dresser Inc. | Powered-operated Flammable Liquid Dispensing Devices | Vista Series 3/V591a/1 | UL 87, UL 1238 | -
Flammable Liquid Dispensing Device |  | Dresser Inc. | Powered-operated Flammable Liquid Dispensing Devices | Vista Series 3/V595a/1 | UL 87, UL 1238 | -
Flammable Liquid Dispensing Device |  | Dresser Inc. | Powered-operated Flammable Liquid Dispensing Devices | Vista Series 3Y/V490X/G | UL 87, UL 1238 | -
Flammable Liquid Dispensing Device |  | Dresser Inc. | Powered-operated Flammable Liquid Dispensing Devices | Vista Series 3Y/V590a/G | UL 87, UL 1238 | -
Flammable Liquid Dispensing Device |  | Dresser Inc. | Powered-operated Flammable Liquid Dispensing Devices | Vista Series 3Y/V591a/G | UL 87, UL 1238 | -
Flammable Liquid Dispensing Device |  | Dresser Inc. | Powered-operated Flammable Liquid Dispensing Devices | Vista Series 3Y/V595a/G | UL 87, UL 1238 | -
Flammable Liquid Dispensing Device |  | Dresser Inc. | Powered-operated Flammable Liquid Dispensing Devices | Vista Series 3Y/V595a/G | UL 87, UL 1238 | -
Flammable Liquid Dispensing Device |  | Dresser Industria e Comercio Ltd.a - Divisao Wayne | Petroleum Metering Pumps and Dispensers | Global Vision | EN 13617-1: 2004 incl. A1 and A2 | -
Flammable Liquid Dispensing Device |  | Dresser Industria E Comercio Ltd.A. - Divisao Wayne | Fuel Pumps and Dispensers | Family 3/G22XYZ/W | NBR9518, NBR5363, NRB8447, IEC60079-18, NBR9884, prEN3617-1 | -
Flammable Liquid Dispensing Device |  | Dresser Industria E Comercio Ltd.A. - Divisao Wayne | Fuel Pumps and Dispensers | Family 3/G3XYZW | NBR9518, NBR5363, NRB8447, IEC60079-18, NBR9884, prEN3617-1 | -
Flammable Liquid Dispensing Device |  | Dresser Industria E Comercio Ltd.A. - Divisao Wayne | Fuel Pumps and Dispensers | Family 3/G4X9YZ | NBR9518, NBR5363, NRB8447, IEC60079-18, NBR9884, prEN3617-1 | -
Flammable Liquid Dispensing Device |  | Dresser Industries | Differential Pressure Transmitter | C1a-b-c-XB-25-42-ST01-d-XFM-e | FMRC 3600, FMRC 3610, FMRC 3810, NEMA 250-1991 | -
Flammable Liquid Dispensing Device |  | Dresser Wayne AB | Petrol Pump | SU 862 DUO (MS22-D) | BASEEFA | -
Flammable Liquid Dispensing Device |  | Dresser Wayne, Dresser Inc. | Powered-operated Flammable Liquid Dispensing Devices | 3/V387D1/GSWQYZ4 | UL 87 | -
Flammable Liquid Dispensing Device |  | Dresser Wayne, Dresser Inc. | Powered-operated Flammable Liquid Dispensing Devices | 3/V387D1/GSWZ4 | UL 87 | -
Flammable Liquid Dispensing Device |  | Dresser Wayne, Dresser Inc. | Powered-operated Flammable Liquid Dispensing Devices | 3/V387D4/GSWQYZ4 | UL 87 | -
Flammable Liquid Dispensing Device |  | Dresser Wayne, Dresser Inc. | Powered-operated Flammable Liquid Dispensing Devices | 3/V387D4/GSWZ4 | UL 87 | -
Flammable Liquid Dispensing Device |  | Dresser Wayne, Dresser Inc. | Powered-operated Flammable Liquid Dispensing Devices | 3/V389D1/GSWQYZ4 | UL 87 | -
Flammable Liquid Dispensing Device |  | Dresser Wayne, Dresser Inc. | Powered-operated Flammable Liquid Dispensing Devices | 3/V389D1/GSWZ4 | UL 87 | -
Flammable Liquid Dispensing Device |  | Dresser Wayne, Dresser Inc. | Powered-operated Flammable Liquid Dispensing Devices | 3/V389D4/GSWQYZ4 | UL 87 | -
Flammable Liquid Dispensing Device |  | Dresser Wayne, Dresser Inc. | Powered-operated Flammable Liquid Dispensing Devices | 3/V389D4/GSWZ4 | UL 87 | -
Flammable Liquid Dispensing Device |  | Dresser Wayne, Dresser Inc. | Powered-operated Flammable Liquid Dispensing Devices | 3/V390D1/GSWQYZ4 | UL 87 | -
Flammable Liquid Dispensing Device |  | Dresser Wayne, Dresser Inc. | Powered-operated Flammable Liquid Dispensing Devices | 3/V390D1/GSWZ4 | UL 87 | -
Flammable Liquid Dispensing Device |  | Dresser Wayne, Dresser Inc. | Powered-operated Flammable Liquid Dispensing Devices | 3/V390D4/GSWQYZ4 | UL 87 | -
Flammable Liquid Dispensing Device |  | Dresser Wayne, Dresser Inc. | Powered-operated Flammable Liquid Dispensing Devices | 3/V390D4/GSWZ4 | UL 87 | -
Flammable Liquid Dispensing Device |  | Dresser Wayne, Dresser Inc. | Powered-operated Flammable Liquid Dispensing Devices | 3/V399D1/GSWQYZ4 | UL 87 | -
Flammable Liquid Dispensing Device |  | Dresser Wayne, Dresser Inc. | Powered-operated Flammable Liquid Dispensing Devices | 3/V399D1/GSWZ4 | UL 87 | -
Flammable Liquid Dispensing Device |  | Dresser Wayne, Dresser Inc. | Powered-operated Flammable Liquid Dispensing Devices | 3/V399D4/GSWQYZ4 | UL 87 | -
Flammable Liquid Dispensing Device |  | Dresser Wayne, Dresser Inc. | Powered-operated Flammable Liquid Dispensing Devices | 3/V399D4/GSWZ4 | UL 87 | -
Flammable Liquid Dispensing Device |  | Ebdress+Hauser GmbH+Co | Liquiphant M Level Limit Switch | FTL51-PGR2DB5E4A | FM 3610, FM 3611 | -
Flammable Liquid Dispensing Device |  | Ebdress+Hauser GmbH+Co | Pressure transmitter | PMC41-PC15CBH11N1 | FMRC 3600, 3610, 3611, 3810, IEC 79-0, 79-11, 79-15 | -
Flammable Liquid Dispensing Device |  | Ebsray Pumps Pty Ltd. | Submersible Pump | A805001 | AS 1826-1983 | -
Flammable Liquid Dispensing Device |  | Ebsray Pumps Pty Ltd. | Frame Proof Motor | V20 | AS 2380.1-1989, AS 2360.6-1988, AS 1939-1986 | -
Flammable Liquid Dispensing Device |  | Ebsray Pumps Pty Ltd. | Frame Proof Motor | V25 | AS 2380.1-1989, AS 2360.6-1988, AS 1939-1986 | -
Flammable Liquid Dispensing Device |  | Ebsray Pumps Pty Ltd. | Frame Proof Motor | V30 | AS 2380.1-1989, AS 2360.6-1988, AS 1939-1986 | -
Flammable Liquid Dispensing Device |  | Ebsray Pumps Pty Ltd. | Frame Proof Motor | V40 | AS 2380.1-1989, AS 2360.6-1988, AS 1939-1986 | -
Flammable Liquid Dispensing Device |  | Ebsray-Southern Cross | Centrifugal Pumps | 125X100-315 | SAA | -
Flammable Liquid Dispensing Device |  | EMCO Wheaton Fleet Fueling Corp. | Flammable liquid hose nozzle valve | A2500 | UL 842 | -
Flammable Liquid Dispensing Device |  | EMCO Wheaton Fleet Fueling Corp. | Automatic Hose Truck Nozzle Valve | A6000 | UL 842 | -
Flammable Liquid Dispensing Device |  | EMCO Wheaton Fleet Fueling Corp. | Automatic Commercial Dispensing Nozzle for Diesel Fuel | G2266-105 | CSA 105 | -
Flammable Liquid Dispensing Device |  | EMCO Wheaton Retail Corp. | Emergency Shutoff Valve | A0060 | UL 842 | -
Flammable Liquid Dispensing Device |  | EMCO Wheaton Retail Corp. | Emergency Shutoff Valve | A0061 | UL 842 | -
Flammable Liquid Dispensing Device |  | EMCO Wheaton Retail Corp. | Automatic hose truck nozzle valve | A6000 | UL 842 | -
Flammable Liquid Dispensing Device |  | Endress + Hauser GmbH + Co | Multicap Level Sensor | DC11 | EN 50014: 1977 A1 tp A5, EN 50020: 1977 A1 to A2 | -
Flammable Liquid Dispensing Device |  | Endress + Hauser GmbH + Co | Fluid Level Switch | FTL 366 | EN 50014: 1977 A1 to A5, EN 50018: 1977 A1 to A3, EN 50019: 1977 A1 to A3 | -
Flammable Liquid Dispensing Device |  | Endress + Hauser GmbH + Co | Fluid Level Switch | LIQUIPHANT FTL 365 | EN 50014: 1977 A1 to A5, EN 50018: 1977 A1 to A3, EN 50019: 1977 A1 to A3 | -
Flammable Liquid Dispensing Device |  | Enraf b.v. | VITO Probes | 762 | EN 50014, EN 50020, EN 50284 | -
Flammable Liquid Dispensing Device |  | Enraf b.v. | VITO Probes | 764 | EN 50014, EN 50020, EN 50284 | -
Flammable Liquid Dispensing Device |  | Enraf b.v. | VITO Probes | 765 | EN 50014, EN 50020, EN 50284 | -
Flammable Liquid Dispensing Device |  | Enraf b.v. | VITO Probes | 766 | EN 50014, EN 50020, EN 50284 | -
Flammable Liquid Dispensing Device |  | Enraf b.v. | Level Gauge STIC | 818 | EN 50014: 1977 A1 to A5, EN 50020: 1977 A1 to A5 | -
Flammable Liquid Dispensing Device |  | Enraf b.v. | STIC Receiver | 867 | EN 50014: 1977 A1 to A5, EN 50020: 1977 A1 to A5 | -
Flammable Liquid Dispensing Device |  | Enraf b.v. | Tank Side Indicator | 977 | EN 50014, EN 50020 | -
Flammable Liquid Dispensing Device |  | Enraf b.v. | Precision Level Gauge | 854XTG Series | EN 50014, EN 50018, EN 50020 | -
Flammable Liquid Dispensing Device |  | F.E. Petro Inc. | Power Operated Flammable Liquid Pumps | STP-150-A/B/C/D | UL 79 | -
Flammable Liquid Dispensing Device |  | F.E. Petro Inc. | Power Operated Flammable Liquid Pumps | STP-150HP-A/B/C/D | UL 79 | -
Flammable Liquid Dispensing Device |  | F.E. Petro Inc. | Power Operated Flammable Liquid Pumps | STP-75-A/B/C/D | UL 79 | -
Flammable Liquid Dispensing Device |  | F.E. Petro Inc. | Power Operated Flammable Liquid Pumps | STPF-150-A/B/C/D | UL 79 | -
Flammable Liquid Dispensing Device |  | F.E. Petro Inc. | Power Operated Flammable Liquid Pumps | STPF-150HP-A/B/C/D | UL 79 | -
Flammable Liquid Dispensing Device |  | F.E. Petro Inc. | Power Operated Flammable Liquid Pumps | STPF-75-A/B/C/D | UL 79 | -
Flammable Liquid Dispensing Device |  | Fill-Rite Div., Tuthill Corp. | Power-operated Pumpbs for Flammable Liquids | 3-0/1-0/1/3/4/6 | UL 79, UL 674 | -
Flammable Liquid Dispensing Device |  | Flameproof Electrical Enclosures Ltd. | Enclosure | Type 3000 | EN 50014:1977 A1 to A4, EN 50018: 1977 A1 | -
Flammable Liquid Dispensing Device |  | Gasboy International Inc. | Card reader terminal | 1000 | UL 1238 | -
Flammable Liquid Dispensing Device |  | Gasboy International Inc. | Power-Operated Pumps for Flammable Liquids | 72/72S/72SP/72X/73/1820 | UL 79 | -
Flammable Liquid Dispensing Device |  | Gasboy International Inc. | Flammable Liquid Dispenser | 9152ATW2 | UL 87 | -
Flammable Liquid Dispensing Device |  | Gasboy International Inc. | Flammable Liquid Dispenser | 9153AHC | UL 87 | -
Flammable Liquid Dispensing Device |  | Gasboy International Inc. | Flammable Liquid Dispenser | 9153ATW2 | UL 87 | -
Flammable Liquid Dispensing Device |  | Gems Sensors Inc. | Shunt Diode Zener Barrier | 113000 | UL 913, UL 1604, UL 508 | -
Flammable Liquid Dispensing Device |  | Gems Sensors Inc. | Shunt Diode Zener Barrier | 114166 | UL 913, UL 1604, UL 508 | -
Flammable Liquid Dispensing Device |  | Gilbarco Australia Ltd. | LPG Dispenser Series 'LowLine" and Electroline' |  | AS 2229.2-1982, AS 2280.1.1989, AS 2380.2-1991, AS 2380.7-1987, AS 2380.9-1991 | -
Flammable Liquid Dispensing Device |  | Gilbarco Australia Ltd. | 6 Hose Low Line Multiproduct Pump | T076AP-1 | SAA | -
Flammable Liquid Dispensing Device |  | Gilbarco Australia Ltd. | 3 Hose Low Line Multiproduct Pump | T076JP-1 | SAA | -
Flammable Liquid Dispensing Device |  | Gilbarco Inc. | Power-operated dispensing devices, flammable liquid | B03 | IL 87, UL 1238 | -
Flammable Liquid Dispensing Device |  | Gilbarco Inc. | Power-operated dispensing devices, flammable liquid | B06 | IL 87, UL 1238 | -
Flammable Liquid Dispensing Device |  | Gilbarco Inc. | Power-operated dispensing devices, flammable liquid | B07 | IL 87, UL 1238 | -
Flammable Liquid Dispensing Device |  | Gilbarco Inc. | Power-operated dispensing devices, flammable liquid | B12 | UL 87 | -
Flammable Liquid Dispensing Device |  | Gilbarco Inc. | Power-operated dispensing devices, flammable liquid | B13 | UL 87 | -
Flammable Liquid Dispensing Device |  | Gilbarco Inc. | Power-operated dispensing devices, flammable liquid | B14 | UL 87 | -
Flammable Liquid Dispensing Device |  | Gilbarco Inc. | Power-operated dispensing devices, flammable liquid | B15 | UL 87 | -
Flammable Liquid Dispensing Device |  | Gilbarco Inc. | Power-operated dispensing devices, flammable liquid | B20 | UL 87 | -
Flammable Liquid Dispensing Device |  | Gilbarco Inc. | Power-operated dispensing devices, flammable liquid | B21 | UL 87 | -
Flammable Liquid Dispensing Device |  | Gilbarco Inc. | Power-operated dispensing devices, flammable liquid | B30 | UL 87 | -
Flammable Liquid Dispensing Device |  | Gilbarco Inc. | Power-operated dispensing devices, flammable liquid | B31 | UL 87 | -
Flammable Liquid Dispensing Device |  | Gilbarco Inc. | Power-operated dispensing devices, flammable liquid | B52 | UL 87 | -
Flammable Liquid Dispensing Device |  | Gilbarco Inc. | Power-operated dispensing devices, flammable liquid | B53 | UL 87 | -
Flammable Liquid Dispensing Device |  | Gilbarco Inc. | Power-operated dispensing devices, flammable liquid | BB2 | UL 87 | -
Flammable Liquid Dispensing Device |  | Gilbarco Inc. | Power-operated dispensing devices, flammable liquid | BB3 | UL 87 | -
Flammable Liquid Dispensing Device |  | Gilbarco Inc. | Power-operated dispensing devices, flammable liquid | BD0 | UL 87 | -
Flammable Liquid Dispensing Device |  | Gilbarco Inc. | Power-operated dispensing devices, flammable liquid | BD1 | UL 87 | -
Flammable Liquid Dispensing Device |  | Gilbarco Inc. | Power-operated dispensing devices, flammable liquid | Legacu commercial series, JM-1/A-0/1/2/3/4/5 | UL | -
Flammable Liquid Dispensing Device |  | Gilbarco Inc. | Power-operated dispensing devices, flammable liquid | Legacu commercial series: JC-1/A-0/1/2/3/4/5 | UL | -
Flammable Liquid Dispensing Device |  | Gilbarco Inc. | Power-operated dispensing devices, flammable liquid | Legacu commercial series: JH-1/A-0/1/2/3/4/5 | UL | -
Flammable Liquid Dispensing Device |  | Gilbarco Inc. | Power Operated Flammable Liquid Dispensing Devices | Remote Control - Performer Series: JE-1-0/1/2/3/5 | UL 87 | -
Flammable Liquid Dispensing Device |  | Gilbarco Inc. | Power Operated Flammable Liquid Dispensing Devices | Remote Control - Performer Series: JE-A-0/1/2/3/5 | UL 87 | -
Flammable Liquid Dispensing Device |  | Gilbarco Inc. | Power Operated Flammable Liquid Dispensing Devices | Remote Controlled, Encore Series 500: N-A-0/1/2/3 | UL 87 | -
Flammable Liquid Dispensing Device |  | Gilbarco Inc. | Power Operated Flammable Liquid Dispensing Devices | Remote-controlled Encore Series 500: N-J-0/2 | UL 87 | -
Flammable Liquid Dispensing Device |  | Gilbarco Inc. | Power Operated Flammable Liquid Dispensing Devices | Remote-controlled Encore Series 500: N-P3 | UL 87 | -
Flammable Liquid Dispensing Device |  | Gilbarco Inc. | Power Operated Flammable Liquid Dispensing Devices | Remote-Controller Encore Series 300-NA2 | UL 87 | -
Flammable Liquid Dispensing Device |  | Gilbarco Inc. | Power Operated Flammable Liquid Dispensing Devices | Self-contained - Encore Series 500: N-C-0/1/2/3 | UL 87 | -
Flammable Liquid Dispensing Device |  | Govan Drewburn Pty Ltd. | Govan F150 Range of Enclosures |  | AS 2380.1-1989, AS 2380.2-1991, AS 1939-1990 | -
Flammable Liquid Dispensing Device |  | Govan Industries Pty Ltd. | Govan FW range of flameproof control stations and junction boxes |  | AS 2380.1-1989, AS 2380.2-1991, AS 1939-1990 | -
Flammable Liquid Dispensing Device |  | Govan Industries Pty Ltd. | Govan FC4 range of flameproof control stations and junction boxes |  | AS 2380.1-1989, AS 2380.2-1991, AS 2236-1994, AS 1939-1990 | -
Flammable Liquid Dispensing Device |  | Govan Industries Pty Ltd. | Govan Series F42 Flameproof Enclosures |  | AS 2380.1-1989, AS 2380.2-1991, AS 1939-1990 | -
Flammable Liquid Dispensing Device |  | Hach Co | Level Transmitter | 690L | 2258-02 | -
Flammable Liquid Dispensing Device |  | Hawke Cable Glands Ltd. | Junction Box | Type CB | BS 229: 1957 A1 to 7 | -
Flammable Liquid Dispensing Device |  | Healy System Inc. | Flammable Liquid Hose Hozzle Valves | 800 | UL 842 | -
Flammable Liquid Dispensing Device |  | Healy System Inc. | Flammable Liquid Hose Hozzle Valves | 600G | UL 842 | -
Flammable Liquid Dispensing Device |  | Healy System Inc. | Flammable Liquid Hose Hozzle Valves | 600G | UL 842 | -
Flammable Liquid Dispensing Device |  | Healy System Inc. | Flammable Liquid Hose Hozzle Valves | 600G | UL 842 | -
Flammable Liquid Dispensing Device |  | Healy System Inc. | Flammable Liquid Hose Nozzle Valves | 600G | UL 482 | -
Flammable Liquid Dispensing Device |  | Healy System Inc. | Vent Sensor Aeesmbly | 6275 Vent Sensor | UL 1238 | -
Flammable Liquid Dispensing Device |  | Healy System Inc. | Control Monitoring and Auxiliary Equipment | 6280 with SMCB Control Box | UL 1238 | -
Flammable Liquid Dispensing Device |  | Healy System Inc. | Control Monitoring and Auxiliary Equipment | 6280 with SMCB Control Box | UL 1238 | -
Flammable Liquid Dispensing Device |  | Healy System Inc. | Control Monitoring and Auxiliary Equipment | 6280 with SMCB control box | UL 1238 | -
Flammable Liquid Dispensing Device |  | Healy System Inc. | Control Monitoring and Auxiliary Equipment | 62801 with power supply | UL 1238 | -
Flammable Liquid Dispensing Device |  | Healy System Inc. | Control Monitoring and Auxiliary Equipment | 62801 with power supply | UL 1238 | -
Flammable Liquid Dispensing Device |  | Healy System Inc. | Control Monitoring and Auxiliary Equipment | 62801 with power supply | UL 1238 | -
Flammable Liquid Dispensing Device |  | Healy System Inc. | Motor Fuel Vapor Recovery System Accessories | 9000-01 | UL 79 | -
Flammable Liquid Dispensing Device |  | Healy System Inc. | Motor Fuel Vapor Recovery System Accessories | 9000-01 | UL 79 | -
Flammable Liquid Dispensing Device |  | Healy System Inc. | Motor Fuel Vapor Recovery System Accessories | 9000-02 | UL 79 | -
Flammable Liquid Dispensing Device |  | Healy System Inc. | Motor Fuel Vapor Recovery System Accessories | 9000-02 | UL 79 | -
Flammable Liquid Dispensing Device |  | Healy System Inc. | Float and Pressure Operated Motor Controllers | 9800-01 | UL 698 | -
Flammable Liquid Dispensing Device |  | Healy System Inc. | Float and Pressure Operated Motor Controllers | 9800-02 | UL 698 | -
Flammable Liquid Dispensing Device |  | Healy System Inc. | Float and Pressure Operated Motor Controllers | 9800-1 | UL 698 | -
Flammable Liquid Dispensing Device |  | Healy System Inc. | Float and Pressure Operated Motor Controllers | 9800-2 | UL 698 | -
Flammable Liquid Dispensing Device |  | Healy System Inc. | Vent Sensor Aeesmbly | HPV1.5 Vent Valve | UL 1238 | -
Flammable Liquid Dispensing Device |  | Healy System Inc. | Vapor Recovery System Accessories, Flammable Liquid-Component | VP-1000 | UL 79 | -
Flammable Liquid Dispensing Device |  | Healy System Inc. | Vapor Recovery System Accessories, Flammable Liquid-Component | VP-1000 | UL 79 | -
Flammable Liquid Dispensing Device |  | Healy System Inc. | Vapor Recovery System Accessories, Flammable Liquid-Component | VP-1000 | UL 79, UL 674 | -
Flammable Liquid Dispensing Device |  | Healy System Inc. | Motor Fuel Vapor Recovery System Accessories | VP1200 | UL 79, UL674 | -
Flammable Liquid Dispensing Device |  | Healy System Inc. | Motor Fuel Vapor Recovery System Accessories | VP-1200 | UL 79, UL 674 | -
Flammable Liquid Dispensing Device |  | Healy System Inc. | Motor Fuel Vapor Recovery System Accessories | VP500 | UL 79, UL 674 | -
Flammable Liquid Dispensing Device |  | Healy System Inc. | Motor Fuel Vapor Recovery System Accessories | VP500 | UL 79, UL674 | -
Flammable Liquid Dispensing Device |  | Healy System Inc. | Motor Fuel Vapor Recovery System Accessories | VP500 | UL 79, UL 674 | -
Flammable Liquid Dispensing Device |  | Healy System Inc. | Motor Fuel Vapor Recovery System Accessories | VP500 A | UL 79, UL674 | -
Flammable Liquid Dispensing Device |  | Healy System Inc. | Motor Fuel Vapor Recovery System Accessories | VP500A | UL 79, UL 674 | -
Flammable Liquid Dispensing Device |  | Hiby ZVA Produktionsgesellschaft GmbH/Elaflex Tankstellentechnik GmbH | Fuel Dispenser Safe-Breaks | CSB 21 | EN 13617-2:2004, EN 1127:1997, EN 13463-1:2001 | -
Flammable Liquid Dispensing Device |  | Hiby ZVA Produktionsgesellschaft GmbH/Elaflex Tankstellentechnik GmbH | Fuel Dispenser Safe-Breaks | PSB 16 | EN 13617-2:2004, EN 1127:1997, EN 13463-1:2001 | -
Flammable Liquid Dispensing Device |  | Hiby ZVA Produktionsgesellschaft GmbH/Elaflex Tankstellentechnik GmbH | Fuel Dispenser Safe-Breaks | SSB 25 | EN 13617-2:2004, EN 1127:1997, EN 13463-1:2001 | -
Flammable Liquid Dispensing Device |  | Hiby ZVA Produktionsgesellschaft GmbH/Elaflex Tankstellentechnik GmbH | Fuel Dispenser Safe-Breaks | SSB16 | EN 13617-2:2004, EN 1127:1997, EN 13463-1:2001 | -
Flammable Liquid Dispensing Device |  | Hiby ZVA Produktionsgesellschaft GmbH/Elaflex Tankstellentechnik GmbH | Fuel Dispenser Nozzles | ZVA 200GR | EN 13012:2001, EN 1127:1997, EN 13463-1: 2001 | -
Flammable Liquid Dispensing Device |  | Hiby ZVA Produktionsgesellschaft GmbH/Elaflex Tankstellentechnik GmbH | Fuel Dispenser Nozzles | ZVA Slimline | EN 13012:2001, EN 1127:1997, EN 13463-1: 2001 | -
Flammable Liquid Dispensing Device |  | Hiby ZVA Produktionsgesellschaft GmbH/Elaflex Tankstellentechnik GmbH | Fuel Dispenser Nozzle | ZVA Slimline 2 GR | EN 13012:2001, EN 1127:1997, EN 13463-1: 2001 | -
Flammable Liquid Dispensing Device |  | Hiby ZVA Produktionsgesellschaft GmbH/Elaflex Tankstellentechnik GmbH | Fuel Dispenser Nozzles | ZVA Slimline2 | EN 13012:2001, EN 1127:1997, EN 13463-1: 2001 | -
Flammable Liquid Dispensing Device |  | Hiby ZVA Produktionsgesellschaft GmbH/Elaflex Tankstellentechnik GmbH | Fuel Dispenser Nozzles | ZVA25 | EN 13012:2001, EN 1127:1997, EN 13463-1: 2001 | -
Flammable Liquid Dispensing Device |  | Husky Corp. | Emergency Breakaway Coupling | 2766 | UL 567 | -
Flammable Liquid Dispensing Device |  | Husky Corp. | Emergency Breakaway Coupling | 3360 | UL 567 | -
Flammable Liquid Dispensing Device |  | Husky Corp. | Swivel Connectors | 4860 | UL 567 | -
Flammable Liquid Dispensing Device |  | Husky Corp. | Swivel Connectors | 1+VI | UL 567 | -
Flammable Liquid Dispensing Device |  | Husky Corp. | Swivel Connectors | 1+VI93 | UL 567 | -
Flammable Liquid Dispensing Device |  | Husky Corp. | Swivel Connectors | 1+VIF | UL 567 | -
Flammable Liquid Dispensing Device |  | Husky Corp. | Automatic hose nozzle Valve | 1+VIII | UL 842, CAN/ULC S620-M90 | -
Flammable Liquid Dispensing Device |  | Husky Corp. | Automatic hose nozzle Valve | 1+VIIIS | UL 842, CAN/ULC S620-M90 | -
Flammable Liquid Dispensing Device |  | Husky Corp. | Swivel Connectors | 1+VI-T | UL 567 | -
Flammable Liquid Dispensing Device |  | Husky Corp. | Interchangeable Type Automatic Hose Nozzle Valve | 1-A | UL 842 | -
Flammable Liquid Dispensing Device |  | Husky Corp. | Interchangeable Type Automatic Hose Nozzle Valve | 1-A | UL 482 | -
Flammable Liquid Dispensing Device |  | Husky Corp. | Interchangeable Type Automatic Hose Nozzle Valve | 1A3 | UL 842 | -
Flammable Liquid Dispensing Device |  | Husky Corp. | Interchangeable Type Automatic Hose Nozzle Valve | 1A3 | UL 482 | -
Flammable Liquid Dispensing Device |  | Husky Corp. | Interchangeable Type Automatic Hose Nozzle Valve | 1GS | UL 842 | -
Flammable Liquid Dispensing Device |  | Husky Corp. | Interchangeable Type Hose Nozzle Valve | 1-GS | UL 842 | -
Flammable Liquid Dispensing Device |  | Husky Corp. | Non-interchangeable type hose nozzle valve | 1HS | UL 842 | -
Flammable Liquid Dispensing Device |  | Husky Corp. | Interchangeable Type Automatic Hose Nozzle Valve | 1-HS | UL 842 | -
Flammable Liquid Dispensing Device |  | Husky Corp. | Emergency Breakaway Coupling | 2276 SAFE-T-BREAK | UL 567 | -
Flammable Liquid Dispensing Device |  | Husky Corp. | Emergency Breakaway Coupling | 3360 SAFE-T-BREAK | UL 567 | -
Flammable Liquid Dispensing Device |  | IMO Industries Inc. | Level Switch | LS-800-a-b-c-d-eW-GRf-g-Loh-j-k-EP | FMRC-3600, FMRC-3615, FM-3810 | -
Flammable Liquid Dispensing Device |  | Imperial Electric Co | Electric Motor | P56SX-109 | UL 674 III | -
Flammable Liquid Dispensing Device |  | Intelligent Controls, Inc. | Flammable Liquid Level Gauges and Sensors | TS-504 | UL 1238, CAN/CSA C2'3.2 | -
Flammable Liquid Dispensing Device |  | Intelligent Controls, Inc. | Flammable Liquid Level Gauges and Sensors | TSP-MWS-15 | UL 1238, CAN/CSA C2'3.2 | -
Flammable Liquid Dispensing Device |  | Intelligent Controls, Inc. | Flammable Liquid Level Gauges and Sensors | TSP-MWS-20 | UL 1238, CAN/CSA C2'3.2 | -
Flammable Liquid Dispensing Device |  | Intelligent Controls, Inc. | Flammable Liquid Level Gauges and Sensors | TSP-MWS-25 | UL 1238, CAN/CSA C2'3.2 | -
Flammable Liquid Dispensing Device |  | K Control Ltd. | Switch/Terminal Box | Type 007 | EN 50014: 1977 A1 to A5, EN 50018: 1977 A1 to A3, EN 50019: 1977 A1 to A3 | -
Flammable Liquid Dispensing Device |  | KDG Mobrey Ltd. | Electrical Indicator | 8200 | SFA 3012: 1972, Class T6 | -
Flammable Liquid Dispensing Device |  | KDG Mobrey Ltd. | Electrical Indicator | 8200 Series | SFA 3012: 1972, Class T6 | -
Flammable Liquid Dispensing Device |  | KDG Mobrey Ltd. | Head Amplifier and Transducer | MSP110-T12F-C | EN 50014: 1977 A1 to A5, EN 50020: 1977 A1 to A2 | -
Flammable Liquid Dispensing Device |  | KDG Mobrey Ltd. | Head Amplifier and Transducer | MSP110-T18B-C | EN 50014: 1977 A1 to A5, EN 50020: 1977 A1 to A2 | -
Flammable Liquid Dispensing Device |  | KDG Mobrey Ltd. | Head Amplifier and Transducer | MSP110-T18F-C | EN 50014: 1977 A1 to A5, EN 50020: 1977 A1 to A2 | -
Flammable Liquid Dispensing Device |  | KDG Mobrey Ltd. | Control Unit | MSP90-11-24-C | EN 50014: 1977 A1 to A5, EN 50020: 1977 A1 to A2 | -
Flammable Liquid Dispensing Device |  | KDG Mobrey Ltd. | Control Unit | MSP90-11-C | EN 50014: 1977 A1 to A5, EN 50020: 1977 A1 to A2 | -
Flammable Liquid Dispensing Device |  | KDG Mobrey Ltd. | Head Amplifier and Transducer | MSP90-T12-C | EN 50014: 1977 A1 to A5, EN 50020: 1977 A1 to A2 | -
Flammable Liquid Dispensing Device |  | KDG Mobrey Ltd. | Flameproof Level Switch | S275DA/F04/+ | EN 50014: 1977 A1 to A5, EN 50018: 1977 A1 to A3 | -
Flammable Liquid Dispensing Device |  | Kraus Group Inc. | Power Operated Dispensers for LP Gas | KRP-LC1 | ANSI/UL-495-1987, CAN-12.4-M84 | -
Flammable Liquid Dispensing Device |  | Kraus Group Inc. | Power Operated Dispensers for LP Gas | KRP-LC1H | ANSI/UL-495-1987, CAN-12.4-M84 | -
Flammable Liquid Dispensing Device |  | Kraus Group Inc. | Power Operated Dispensers for LP Gas | KRP-LC2 | ANSI/UL-495-1987, CAN-12.4-M84 | -
Flammable Liquid Dispensing Device |  | Kraus Group Inc. | Power Operated Dispensers for LP Gas | KRP-LC2H | ANSI/UL-495-1987, CAN-12.4-M84 | -
Flammable Liquid Dispensing Device |  | Kraus Group Inc. | Power Operated Dispensers for LP Gas | KRP-N1 | ANSI/UL-495-1987, CAN-12.4-M84 | -
Flammable Liquid Dispensing Device |  | Kraus Group Inc. | Power Operated Dispensers for LP Gas | KRP-N1H | ANSI/UL-495-1987, CAN-12.4-M84 | -
Flammable Liquid Dispensing Device |  | Kraus Group Inc. | Power Operated Dispensers for LP Gas | KRP-N2 | ANSI/UL-495-1987, CAN-12.4-M84 | -
Flammable Liquid Dispensing Device |  | Kraus Group Inc. | Power Operated Dispensers for LP Gas | KRP-N2H | ANSI/UL-495-1987, CAN-12.4-M84 | -
Flammable Liquid Dispensing Device |  | Kraus Group Inc. | Power Operated Dispensers for LP Gas | KRP-S1 | ANSI/UL-495-1987, CAN-12.4-M84 | -
Flammable Liquid Dispensing Device |  | Kraus Group Inc. | Power Operated Dispensers for LP Gas | KRP-S1H | ANSI/UL-495-1987, CAN-12.4-M84 | -
Flammable Liquid Dispensing Device |  | Kraus Group Inc. | Power Operated Dispensers for LP Gas | KRP-S2 | ANSI/UL-495-1987, CAN-12.4-M84 | -
Flammable Liquid Dispensing Device |  | Kraus Group Inc. | Power Operated Dispensers for LP Gas | KRP-S2H | ANSI/UL-495-1987, CAN-12.4-M84 | -
Flammable Liquid Dispensing Device |  | L&J Engineering Inc. | Float-operated Switch | 250 followed by F,S,EP/VP or EP/RT | UL 698 | -
Flammable Liquid Dispensing Device |  | L&J Engineering Inc. | Float-operated Switch | 610/613/616/619/620/621/663/664/666/668/710/713/716/719/720/721/764/766/768-C/F/T/W-C/G/L/M/P/S/T-150/300/500/600/1000-EP/VP/EP/RT-A1/A2/B2/D2/E2/G2/H2/A3/A4/B4/D4/E4 | UL 698 | -
Flammable Liquid Dispensing Device |  | L&J Engineering Inc. | Float-operated Switch | 652,653-T/F-G/S-EP/VP-EP/RT | UL 698 | -
Flammable Liquid Dispensing Device |  | Linde AG | Electro-Pallet Stacket | L14AP EX | VDE 0165 | -
Flammable Liquid Dispensing Device |  | Liqua-Tech Corp. | LP-Gas Meter | LPM-100 | UL 25 | -
Flammable Liquid Dispensing Device |  | Liqua-Tech Corp. | LP-Gas Meter | LPM-102 | UL 25 | -
Flammable Liquid Dispensing Device |  | Liqua-Tech Corp. | LP-Gas Meter | LPM-200 | UL 25 | -
Flammable Liquid Dispensing Device |  | Mankenberg/Germany | Flow switch | 68 ExN | PTB | -
Flammable Liquid Dispensing Device |  | Marconi Commerce System Inc. | Power-operated dispensing devices, flammable liquid | B-0-4/5 | UL 87 | -
Flammable Liquid Dispensing Device |  | Marley Pump / A United Dominion Co | Variable Speed Drive | CPT-P200T20-AFC | UL 79, UL 353, UL 508C | -
Flammable Liquid Dispensing Device |  | Marley Pump / A United Dominion Co | Submersible-type Transfer Pump-Motor Assembles | P150T20-2Y | UL 79, UL 353, UL 508C | -
Flammable Liquid Dispensing Device |  | Marley Pump / A United Dominion Co | Replacement Pump Motor Assemblies | P200T20-2YR | UL 79, UL 353, UL 508C | -
Flammable Liquid Dispensing Device |  | Marley Pump / A United Dominion Co | Submersible-type Transfer Pump-Motor Assembles | P300T20-2Y | UL 79, UL 353, UL 508C | -
Flammable Liquid Dispensing Device |  | Marley Pump Co | Leak Detector | 3000 | UL | -
Flammable Liquid Dispensing Device |  | Marley Pump Co | Leak Detector | 2000/2000-232 | UL | -
Flammable Liquid Dispensing Device |  | Marley Pump Co | Automatic Product Level Monitor | ATG | E 140925 | -
Flammable Liquid Dispensing Device |  | Marley Pump Co | Electronic Leak Detection Unit | ELD 3 | BASEEFA | -
Flammable Liquid Dispensing Device |  | Marley Pump Co | Transfer Pump-Motor Assemblies, | P300H17-3HB | UL 78 | -
Flammable Liquid Dispensing Device |  | Marley Pump Co | Transfer Pump-Motor Assemblies, | P500H17-3K | UL 78 | -
Flammable Liquid Dispensing Device |  | Mattek CSIR | Level Sensor | L206 | EN 50014, EN 50020, SABS 549 | -
Flammable Liquid Dispensing Device |  | MCF Valves | Gasline Services Valve | FFS-55 | UL 125 | -
Flammable Liquid Dispensing Device |  | MCF Valves | Gasline Services Valve | FFS-56 | UL 125 | -
Flammable Liquid Dispensing Device |  | MCF Valves | Gasline Services Valve | FFS-66 | UL 125 | -
Flammable Liquid Dispensing Device |  | MCF Valves | Gasline Services Valve | FRS-55 | UL 125 | -
Flammable Liquid Dispensing Device |  | MCF Valves | Gasline Services Valve | FRS-56 | UL 125 | -
Flammable Liquid Dispensing Device |  | MCF Valves | Gasline Services Valve | FRS-66 | UL 125 | -
Flammable Liquid Dispensing Device |  | MCF Valves | Gasline Services Valve | SFS-55 | UL 125 | -
Flammable Liquid Dispensing Device |  | MCF Valves | Gasline Services Valve | SFS-56 | UL 125 | -
Flammable Liquid Dispensing Device |  | MCF Valves | Gasline Services Valve | SFS-66 | UL 125 | -
Flammable Liquid Dispensing Device |  | MCF Valves | Gasline Services Valve | SRS-55 | UL 125 | -
Flammable Liquid Dispensing Device |  | MCF Valves | Gasline Services Valve | SRS-56 | UL 125 | -
Flammable Liquid Dispensing Device |  | MCF Valves | Gasline Services Valve | SRS-66 | UL 125 | -
Flammable Liquid Dispensing Device |  | Measurement Technology Ltd. | Diode Safety Barries | MLT700 | EN 50014: 1977, EN 50020:1977 | -
Flammable Liquid Dispensing Device |  | Measurement Technology Ltd. | 3-Channel Switch/Proximity Detector Relay | MTL2213 | EN 50014: 1977 + A1 to A4; EN 50020: 1977 + A1 | -
Flammable Liquid Dispensing Device |  | Measurement Technology Ltd. | Two Channel Switch/Proximity Detector Interface System | MTL5018 | EN 50014: 1977 + A1 to A5; EN 50020: 1977 + Amd 1 to 5; EN 50039: 1980 | -
Flammable Liquid Dispensing Device |  | Meggitt Petroleum System (UK) | Dataplate Reader | Type 1818 | BS 4683 III: 1972; Class T5 | -
Flammable Liquid Dispensing Device |  | Meridian Instruments B.V. | Capacitance Level Switch | Pointek CLS | EN 50014: 1997 A1 to A5, EN 50018: 1997 A1: A3, EN 50020: 1977 A1 to A5 | -
Flammable Liquid Dispensing Device |  | Milltronics | Microwave Level Radar | IQ 160 | EN 50014: 1992, EN 50018: 1994, EN 50019: 1994 | -
Flammable Liquid Dispensing Device |  | Milltronics | Capacitance Level Switch | Pointek CLS 100 | EN 50014: 1992, EN 50020: 1994 | -
Flammable Liquid Dispensing Device |  | Milltronics | Ultrasonic liquid level sensors | PROBE | EN 50014: 1997 A1 to A5, EN 50020: 1977 A1,A2 | -
Flammable Liquid Dispensing Device |  | Milltronics | Temperature sensor | TS-2 | EN 50014: 1977 A1 to A5, EN 50020: 1987 | -
Flammable Liquid Dispensing Device |  | Milltronics | Temperature sensor | TS-3 | EN 50014: 1977 A1 to A5, EN 50028: 1987 | -
Flammable Liquid Dispensing Device |  | Milltronics | Capacitance Level Switch | Type Pointek CLS | EN 50014: 1977 A1 to A5, EN 50018: 1977 A1 to A5, EN 50020: 1977 A1 to A5 | -
Flammable Liquid Dispensing Device |  | Milltronics | Ultrasonic liquid level switch | ULS-200 | EN 50014: 1997 A1 to A5, EN 50020: 1977 A1 to A2 | -
Flammable Liquid Dispensing Device |  | Milltronics | Ultrasonic Transducer | XLS-30 | EN 50014 A1 to A5, EN 50028: 1987 | -
Flammable Liquid Dispensing Device |  | Milltronics | Ultrasonic Transducer | XLS-60 | EN 50014 A1 to A5, EN 50028: 1987 | -
Flammable Liquid Dispensing Device |  | Milltronics | Ultrasonic Transducer | XLT-30 | EN 50014 A1 to A5, EN 50028: 1987 | -
Flammable Liquid Dispensing Device |  | Milltronics | Ultrasonic Transducer | XLT-60 | EN 50014 A1 to A5, EN 50028: 1987 | -
Flammable Liquid Dispensing Device |  | Milltronics | Ultrasonic Transducer | XPS-10 | EN 50014: 1977 A1 to A5, EN 50028: 1988 | -
Flammable Liquid Dispensing Device |  | Milltronics | Ultrasonic Transducer | XPS-10 | EN 50014: 1977 A1 to A5, EN 50028: 1988 | -
Flammable Liquid Dispensing Device |  | Milltronics | Ultrasonic Transducer | XPS-10 | EN 50014: 1977 A1 to A5, EN 50028: 1988 | -
Flammable Liquid Dispensing Device |  | Milltronics | Ultrasonic Transducer | XPS-15 | EN 50014: 1977 A1 to A5, EN 50028: 1988 | -
Flammable Liquid Dispensing Device |  | Milltronics | Ultrasonic Transducer | XPS-15 | EN 50014: 1977 A1 to A5, EN 50028: 1988 | -
Flammable Liquid Dispensing Device |  | Milltronics | Ultrasonic Transducer | XPS-15 | EN 50014: 1977 A1 to A5, EN 50028: 1988 | -
Flammable Liquid Dispensing Device |  | Milltronics | Ultrasonic Transducer | XPS-30 | EN 50014: 1977 A1 to A5, EN 50028: 1988 | -
Flammable Liquid Dispensing Device |  | Milltronics | Ultrasonic Transducer | XPS-30 | EN 50014: 1977 A1 to A5, EN 50028: 1988 | -
Flammable Liquid Dispensing Device |  | Milltronics | Ultrasonic Transducer | XPS-30 | EN 50014: 1977 A1 to A5, EN 50028: 1988 | -
Flammable Liquid Dispensing Device |  | Milltronics | Ultrasonic Transducer | XPS-40 | EN 50014: 1977 A1 to A5, EN 50028: 1988 | -
Flammable Liquid Dispensing Device |  | Milltronics | Ultrasonic Transducer | XPS-40 | EN 50014: 1977 A1 to A5, EN 50028: 1988 | -
Flammable Liquid Dispensing Device |  | Milltronics | Ultrasonic Transducer | XPS-40 | EN 50014: 1977 A1 to A5, EN 50028: 1988 | -
Flammable Liquid Dispensing Device |  | Milltronics Ltd. | Probe |  | EN 50014: 1977 A1 to A5, EN 50020: 1977 A1 to A2 | -
Flammable Liquid Dispensing Device |  | OPW Fueling Components | Flexible Nonmetallic Underground Secondary Containment Piping System | Piping system (CP15): 1.5 | UL 971 | -
Flammable Liquid Dispensing Device |  | OPW Fueling Components | Flexible Nonmetallic Underground Secondary Containment Piping System | Piping system (CP20): 2 | UL 971 | -
Flammable Liquid Dispensing Device |  | OPW Fueling Components | Flexible Nonmetallic Underground Secondary Containment Piping System | Primary Pipe (SP15): 1.5 | UL 971 | -
Flammable Liquid Dispensing Device |  | OPW Fueling Components | Flexible Nonmetallic Underground Secondary Containment Piping System | Primary Pipe (SP20): 2 | UL 971 | -
Flammable Liquid Dispensing Device |  | OPW Fueling Components | Under Dispenser Sumps and Risers | Series DS, DP, TSM and TSD | ULC/ORD-107.21-1992 | -
Flammable Liquid Dispensing Device |  | OPW Fueling Components, A Dover Resources Co | Hose Nozzle Valve | 11A and 11AP | UL 842 | -
Flammable Liquid Dispensing Device |  | OPW Fueling Components, A Dover Resources Co | Hose Nozzle Valve | 11B and 11BP | UL 842 | -
Flammable Liquid Dispensing Device |  | OPW Fueling Components, A Dover Resources Co | Swivel Connector | 241-TPS | UL 842 | -
Flammable Liquid Dispensing Device |  | OPW Fueling Components, A Dover Resources Co | Swivel Connector | 45-1 | UL 842 | -
Flammable Liquid Dispensing Device |  | OPW Fueling Components, A Dover Resources Co | Swivel Connector | 45-3/4 | UL 842 | -
Flammable Liquid Dispensing Device |  | OPW Fueling Components, A Dover Resources Co | Pressure/Vacuum Vents | 523-1100 | Subject 1246 | -
Flammable Liquid Dispensing Device |  | OPW Fueling Components, A Dover Resources Co | Pressure/Vacuum Vents | 523-2300 | Subject 1246 | -
Flammable Liquid Dispensing Device |  | OPW Fueling Components, A Dover Resources Co | Pressure/Vacuum Vents | 523-3100 | Subject 1246 | -
Flammable Liquid Dispensing Device |  | OPW Fueling Components, A Dover Resources Co | Pressure/Vacuum Vents | 523-3300 | Subject 1246 | -
Flammable Liquid Dispensing Device |  | OPW Fueling Components, A Dover Resources Co | Pressure/Vacuum Vents | 523LP-2200 | Subject 1246 | -
Flammable Liquid Dispensing Device |  | OPW Fueling Components, A Dover Resources Co | Pressure/Vacuum Vents | 523LP-2203 | Subject 1246 | -
Flammable Liquid Dispensing Device |  | OPW Fueling Components, A Dover Resources Co | Pressure/Vacuum Vents | 523LP-2205 | Subject 1246 | -
Flammable Liquid Dispensing Device |  | OPW Fueling Components, A Dover Resources Co | Pressure/Vacuum Vents | 523LP-3200 | Subject 1246 | -
Flammable Liquid Dispensing Device |  | OPW Fueling Components, A Dover Resources Co | Pressure/Vacuum Vents | 523LP-3203 | Subject 1246 | -
Flammable Liquid Dispensing Device |  | OPW Fueling Components, A Dover Resources Co | Pressure/Vacuum Vents | 523LP-3205 | Subject 1246 | -
Flammable Liquid Dispensing Device |  | OPW Fueling Components, A Dover Resources Co | Pressure/Vacuum Vents | 523LPS-2250 | Subject 1246 | -
Flammable Liquid Dispensing Device |  | OPW Fueling Components, A Dover Resources Co | Pressure/Vacuum Vents | 523LPS-2253 | Subject 1246 | -
Flammable Liquid Dispensing Device |  | OPW Fueling Components, A Dover Resources Co | Pressure/Vacuum Vents | 523LPS-2255 | Subject 1246 | -
Flammable Liquid Dispensing Device |  | OPW Fueling Components, A Dover Resources Co | Pressure/Vacuum Vents | 523LPS-3250 | Subject 1246 | -
Flammable Liquid Dispensing Device |  | OPW Fueling Components, A Dover Resources Co | Pressure/Vacuum Vents | 523LPS3253 | Subject 1246 | -
Flammable Liquid Dispensing Device |  | OPW Fueling Components, A Dover Resources Co | Pressure/Vacuum Vents | 523LPS-3255 | Subject 1246 | -
Flammable Liquid Dispensing Device |  | OPW Fueling Components, A Dover Resources Co | Pressure/Vacuum Vents | 523S-1150 | Subject 1246 | -
Flammable Liquid Dispensing Device |  | OPW Fueling Components, A Dover Resources Co | Pressure/Vacuum Vents | 523S-2350 | Subject 1246 | -
Flammable Liquid Dispensing Device |  | OPW Fueling Components, A Dover Resources Co | Pressure/Vacuum Vents | 523S-3150 | Subject 1246 | -
Flammable Liquid Dispensing Device |  | OPW Fueling Components, A Dover Resources Co | Pressure/Vacuum Vents | 523S-3350 | Subject 1246 | -
Flammable Liquid Dispensing Device |  | OPW Fueling Components, A Dover Resources Co | Hose Nozzle Valve | 7H and 7HB | UL 842 | -
Flammable Liquid Dispensing Device |  | OPW Fueling Components, A Dover Resources Co | Hose Nozzle Valves | OPW 11A | UL 842 | -
Flammable Liquid Dispensing Device |  | OPW Fueling Components, A Dover Resources Co | Hose Nozzle Valves | OPW 11AP | UL 842 | -
Flammable Liquid Dispensing Device |  | OPW Fueling Components, A Dover Resources Co | Hose Nozzle Valves | OPW 11B | UL 842 | -
Flammable Liquid Dispensing Device |  | OPW Fueling Components, A Dover Resources Co | Automatic Nozzle | OPW 11B | UL 842 | -
Flammable Liquid Dispensing Device |  | OPW Fueling Components, A Dover Resources Co | Hose Nozzle Valves | OPW 11BP | UL 842 | -
Flammable Liquid Dispensing Device |  | OPW Fueling Components, A Dover Resources Co | Automatic Nozzle | OPW 11BP | UL 842 | -
Flammable Liquid Dispensing Device |  | OPW Fueling Components, A Dover Resources Co | Hose Swivel | OPW 45-1 | UL 842 | -
Flammable Liquid Dispensing Device |  | OPW Fueling Components, A Dover Resources Co | Hose Swivel | OPW 45-3/4 | UL 842 | -
Flammable Liquid Dispensing Device |  | OPW Fueling Components, A Dover Resources Co | Emergency Breakaway Couplings | OPW 66REC | UL 842 | -
Flammable Liquid Dispensing Device |  | OPW Fueling Components, A Dover Resources Co | Emergency Breakaway Couplings | OPW 66V, 66V-0205, 66V-0300 | UL 842 | -
Flammable Liquid Dispensing Device |  | OPW Fueling Components, A Dover Resources Co | Emergency Breakaway Couplings | OPW 66V-0205 | UL 842 | -
Flammable Liquid Dispensing Device |  | OPW Fueling Components, A Dover Resources Co | Emergency Breakaway Couplings | OPW 66V-0300 | UL 842 | -
Flammable Liquid Dispensing Device |  | OPW Fueling Components, A Dover Resources Co | Emergency Breakaway Couplings | OPW 66V-1300, 66V-1350 | UL 842 | -
Flammable Liquid Dispensing Device |  | OPW Fueling Components, A Dover Resources Co | Emergency Breakaway Couplings | OPW 66V-1350 | UL 842 | -
Flammable Liquid Dispensing Device |  | OPW Fueling Components, A Dover Resources Co | Hose Nozzle Valves | OPW 7H | UL 842 | -
Flammable Liquid Dispensing Device |  | OPW Fueling Components, A Dover Resources Co | Hose Nozzle Valves | OPW 7HB | UL 842 | -
Flammable Liquid Dispensing Device |  | OPW Fueling Components, A Dover Resources Co | Emergency Breakaway Couplings | OPW66REC | UL 842 | -
Flammable Liquid Dispensing Device |  | OPW Fueling Components, A Dover Resources Co | Emergency Breakaway Couplings | OPW66V | UL 842 | -
Flammable Liquid Dispensing Device |  | OPW Fueling Components, A Dover Resources Co | Emergency Breakaway Couplings | OPW66V-0250 | UL 842 | -
Flammable Liquid Dispensing Device |  | OPW Fueling Components, A Dover Resources Co | Emergency Breakaway Couplings | OPW66V-0300 | UL 842 | -
Flammable Liquid Dispensing Device |  | OPW Fueling Components, A Dover Resources Co | Emergency Breakaway Couplings | OPW66V-1300 | UL 842 | -
Flammable Liquid Dispensing Device |  | OPW Fueling Components, A Dover Resources Co | Emergency Breakaway Couplings | OPW66V-1350 | UL 842 | -
Flammable Liquid Dispensing Device |  | OPW Fueling Components, A Dover Resources Co | Vapor Processing System | Vaporsaver 1, 00-50001 | UL 79, UL 1238 | -
Flammable Liquid Dispensing Device |  | OPW/USA | Breakaway connector | OPW66V-1300 | UL | -
Flammable Liquid Dispensing Device |  | P.E. Petro Inc. | Submersible-type Transfer Pump-Motor Assembles | Basic Model Designation IST Series | UL 79, UL 674, UL 1203 | -
Flammable Liquid Dispensing Device |  | P.E. Petro Inc. | Variable Frequency Drive | IST-VFC | UL 508, UL 991, UL1238, UL 1998 | -
Flammable Liquid Dispensing Device |  | P.E. Petro Inc. | Power-operated Flammable Liquid Pump | STP 150B | UL | -
Flammable Liquid Dispensing Device |  | P.E. Petro Inc. | Power-operated Flammable Liquid Pump | STP 150C | UL | -
Flammable Liquid Dispensing Device |  | P.E. Petro Inc. | Power-operated Flammable Liquid Pump | STP 75B | UL | -
Flammable Liquid Dispensing Device |  | P.E. Petro Inc. | Power-operated Flammable Liquid Pump | STP 75C | UL | -
Flammable Liquid Dispensing Device |  | P.E. Petro Inc. | Power-operated Flammable Liquid Pump | STP-150 | UL 79 | -
Flammable Liquid Dispensing Device |  | P.E. Petro Inc. | Power-operated Flammable Liquid Pump | STP-150HP | UL 79 | -
Flammable Liquid Dispensing Device |  | P.E. Petro Inc. | Submersible-type Transfer Pump-Motor Assembles | STP-3 | UL 79, UL 674, UL 1203 | -
Flammable Liquid Dispensing Device |  | P.E. Petro Inc. | Power-operated Flammable Liquid Pump | STP-33 | UL 79 | -
Flammable Liquid Dispensing Device |  | P.E. Petro Inc. | Submersible-type Transfer Pump-Motor Assembles | STP-5 Series | UL 79, UL 674, UL 1203 | -
Flammable Liquid Dispensing Device |  | P.E. Petro Inc. | Power-operated Flammable Liquid Pump | STP-75 | UL 79 | -
Flammable Liquid Dispensing Device |  | P.E. Petro Inc. | Power-operated Flammable Liquid Pump | STP-AG-F-H-R-33/75/150-A/B/C/D-***-** | UL 79 | -
Flammable Liquid Dispensing Device |  | P.E. Petro Inc. | Power-operated Flammable Liquid Pump | STPF-150 | UL 79 | -
Flammable Liquid Dispensing Device |  | P.E. Petro Inc. | Power-operated Flammable Liquid Pump | STPF-150HP | UL 79 | -
Flammable Liquid Dispensing Device |  | P.E. Petro Inc. | Power-operated Flammable Liquid Pump | STPF-33 | UL 79 | -
Flammable Liquid Dispensing Device |  | P.E. Petro Inc. | Power-operated Flammable Liquid Pump | STPF-75 | UL 79 | -
Flammable Liquid Dispensing Device |  | P.E. Petro Inc. | Mechanical Line Leak Detector | STP-MLD-D/E | UL 79 | -
Flammable Liquid Dispensing Device |  | P.E. Petro Inc. | Mechanical Line Leak Detector | STP-MLDT-D/E | UL 79 | -
Flammable Liquid Dispensing Device |  | P.E. Petro Inc. | Power Operated Flammable Liquid Pump Controllers | STP-SC | UL 1289, CAN/CSA C2'3.2 142-M1987 | -
Flammable Liquid Dispensing Device |  | P.E. Petro Inc. | Power Operated Flammable Liquid Pump Controllers | STP-SCB | UL 1289, CAN/CSA C2'3.2 142-M1987 | -
Flammable Liquid Dispensing Device |  | Padungsilpa Engineering Co Ltd. | Permatank Jacketed Tank | I | UL 1746 | -
Flammable Liquid Dispensing Device |  | Padungsilpa Engineering Co Ltd. | Permatank Jacketed Tank | II | UL 1746 | -
Flammable Liquid Dispensing Device |  | Petrovend Inc. | Liquid Level Probe | 613 | UL 913: V 2/97, CAN/CAS 2'3.2 #157-92 | -
Flammable Liquid Dispensing Device |  | Petrovend Inc. | Liquid Level Probe | 924 | UL 913: V 2/97, CAN/CAS 2'3.2 #157-92 | -
Flammable Liquid Dispensing Device |  | Petrovend Inc. | Intrinsically Safe Barrier | 4306 | UL 913: V 2/97, CAN/CAS 2'3.2 #157-92 | -
Flammable Liquid Dispensing Device |  | Petrovend Inc. | Intrinsically Safe Barrier | 4307 | UL 913: V 2/97, CAN/CAS 2'3.2 #157-92 | -
Flammable Liquid Dispensing Device |  | Petrovend Inc. | Fuel Site Controller | Junction Box Cover Assembly, JB-422 | UL 1238 II, CAN/CSA C2'3.2 22-M86 | -
Flammable Liquid Dispensing Device |  | Petrovend Inc. | Fuel Site Controller | K800, 2/4 | UL 1238 II, CAN/CSA C2'3.2 22-M86 | -
Flammable Liquid Dispensing Device |  | Petrovend Inc. | Sensor for 4306 and 4307 | 30-32-00/01/04/05/06/07/08/09/10/18/19/20/21/22 | UL 913: V 2/97, CAN/CAS 2'3.2 #157-92 | -
Flammable Liquid Dispensing Device |  | Petrovend Inc. | Sensor for 4306 and 4307 | 30-32-00/01/04/05/06/07/08/09/10/18/19/20/21/22 | UL 913: V 2/97, CAN/CAS 2'3.2 #157-92 | -
Flammable Liquid Dispensing Device |  | Petrovend Inc. | Safe Barrier | 4306, 4307, 4323 | UL 913: V 2/97, CAN/CAS 2'3.2 #157-92 | -
Flammable Liquid Dispensing Device |  | Petrovend Inc. | Liquid Level Probe | 924A | UL 913: V 2/97, CAN/CAS 2'3.2 #157-92 | -
Flammable Liquid Dispensing Device |  | Petrovend Inc. | Fuel Site Controller (FSC) | JB-422 | ANSI/UL 1238 II, CAN/CAS C2'3.2 No. 22-M86 | -
Flammable Liquid Dispensing Device |  | Petrovend Inc. | Fuel Site Controller (FSC) | JB-422 | ANSI/UL 1238 II, CAN/CAS C2'3.2 No. 22-M86 | -
Flammable Liquid Dispensing Device |  | Petrovend Inc. | Fuel Island Terminal | JB-422 | ANSI/UL 1238 II, CAN/CAS C2'3.2 No. 22-M86 | -
Flammable Liquid Dispensing Device |  | Petrovend Inc. | Fuel Site Controller (FSC) | K800 | ANSI/UL 1238 II, CAN/CAS C2'3.2 No. 22-M86 | -
Flammable Liquid Dispensing Device |  | Petrovend Inc. | Fuel Island Terminal | K800 followed by C/M/O, 2/4 Junction Box Cover Assembly, JB-422 | UL 1238 II, CAN/CSA C2'3.2 22-M86 | -
Flammable Liquid Dispensing Device |  | Petrovend Inc. | Fuel Island Terminal | K800-C/M/O-2/4 | ANSI/UL 1238 II, CAN/CAS C2'3.2 No. 22-M86 | -
Flammable Liquid Dispensing Device |  | Petrovend Inc. | Smart Module | SSEM | ANSI/UL 1238 I, CAN/CAS C2'3.2 No. 22-M86 | -
Flammable Liquid Dispensing Device |  | Petrovend Inc. | Site Sential Controller | SSIIC | UL 1238 I, CAN/CAS C2'3.2 22-M86 | -
Flammable Liquid Dispensing Device |  | Petrovend Inc. | Fuel Site Controller (FSC) | SSIII | ANSI/UL 1238 II, CAN/CAS C2'3.2 No. 22-M86 | -
Flammable Liquid Dispensing Device |  | Petrovend Inc. | Fuel Site Controller (FSC) | SSIII & K800 | ANSI/UL 1238 II, CAN/CAS C2'3.2 No. 22-M86 | -
Flammable Liquid Dispensing Device |  | Petrovend Inc. | Fuel Site Controller | SSIII and | UL 1238 II, CAN/CSA C2'3.2 22-M86 | -
Flammable Liquid Dispensing Device |  | Petrovend Inc. | Smart Module | SSM | ANSI/UL 1238 I, CAN/CAS C2'3.2 No. 22-M86 | -
Flammable Liquid Dispensing Device |  | Petrovend Inc. | Fuel Site Controller | System 2 | UL 1238 II, CAN/CSA C2'3.2 22-M86 | -
Flammable Liquid Dispensing Device |  | Petrovend Inc. | Fuel Site Controller (FSC) | System 2 | ANSI/UL 1238 II, CAN/CAS C2'3.2 No. 22-M86 | -
Flammable Liquid Dispensing Device |  | Petrovend Inc. | Fuel Site Controller (FSC) | SYSTEM2 | ANSI/UL 1238 II, CAN/CAS C2'3.2 No. 22-M86 | -
Flammable Liquid Dispensing Device |  | Power Operated Flammable Liquid Dispensing DevicesL Sekf Contained |  | 8835E | UL 87 | -
Flammable Liquid Dispensing Device |  | Power Operated Flammable Liquid Dispensing DevicesL Sekf Contained |  | 8840E | UL 87 | -
Flammable Liquid Dispensing Device |  | Power Operated Flammable Liquid Dispensing DevicesL Sekf Contained |  | 8853EHC | UL 87 | -
Flammable Liquid Dispensing Device |  | Power Operated Flammable Liquid Dispensing DevicesL Sekf Contained |  | 8853ETW1 | UL 87 | -
Flammable Liquid Dispensing Device |  | Power Operated Flammable Liquid Dispensing DevicesL Sekf Contained |  | 8853ETW1M | UL 87 | -
Flammable Liquid Dispensing Device |  | Power Operated Flammable Liquid Dispensing DevicesL Sekf Contained |  | 8853ETW2 | UL 87 | -
Flammable Liquid Dispensing Device |  | Production Engineering (Aust) Pty Ltd. | Forecourt Services Terminal |  | SA | -
Flammable Liquid Dispensing Device |  | Pump Measure Control Inc. | PMC Pole Mount Nozzle Boot / Switch Assembly for Dispensing Fuel | CD-20 Group | UL 87 | -
Flammable Liquid Dispensing Device |  | Pump Measure Control Inc. | PMC Pole Mount Nozzle Boot / Switch Assembly for Dispensing Fuel | CD-30 Group | UL 87 | -
Flammable Liquid Dispensing Device |  | Pump Measure Control Inc. | Direct Acting Solenoid Valves | F35A46B | UL 1002 | -
Flammable Liquid Dispensing Device |  | Pump Measure Control Inc. | Direct Acting Solenoid Valves | F35A46T | UL 1002 | -
Flammable Liquid Dispensing Device |  | Pump Measure Control Inc. | Direct Acting Solenoid Valves | F35A46V | UL 1002 | -
Flammable Liquid Dispensing Device |  | Pump Measure Control Inc. | Direct Acting Solenoid Valves | F36A47B | UL 1002 | -
Flammable Liquid Dispensing Device |  | Pump Measure Control Inc. | Direct Acting Solenoid Valves | F36A47T | UL 1002 | -
Flammable Liquid Dispensing Device |  | Pump Measure Control Inc. | Direct Acting Solenoid Valves | F36A47V | UL 1002 | -
Flammable Liquid Dispensing Device |  | Pump Measure Control Inc. | Direct Acting Solenoid Valves | F43A48B | UL 1002 | -
Flammable Liquid Dispensing Device |  | Pump Measure Control Inc. | Direct Acting Solenoid Valves | F43A48T | UL 1002 | -
Flammable Liquid Dispensing Device |  | Pump Measure Control Inc. | Direct Acting Solenoid Valves | F43A48V | UL 1002 | -
Flammable Liquid Dispensing Device |  | Pump Measure Control Inc. | Direct Acting Solenoid Valves | F44A49B | UL 1002 | -
Flammable Liquid Dispensing Device |  | Pump Measure Control Inc. | Direct Acting Solenoid Valves | F44A49T | UL 1002 | -
Flammable Liquid Dispensing Device |  | Pump Measure Control Inc. | Direct Acting Solenoid Valves | F44A49V | UL 1002 | -
Flammable Liquid Dispensing Device |  | Pump Measure Control Inc. | PMC Pole Mount Nozzle Boot / Switch Assembly for Dispensing Fuel | HSCD-30 Group | UL 87 | -
Flammable Liquid Dispensing Device |  | Pump Measure Control Inc. | PMC Pole Mount Nozzle Boot / Switch Assembly for Dispensing Fuel | HSH-30 Group | UL 87 | -
Flammable Liquid Dispensing Device |  | Pump Measure Control Inc. | PMC Pole Mount Nozzle Boot / Switch Assembly for Dispensing Fuel | HSH-60 Group | UL 87 | -
Flammable Liquid Dispensing Device |  | Pump Measure Control Inc. | PMC Pole Mount Nozzle Boot / Switch Assembly for Dispensing Fuel | MSH-20 Group | UL 87 | -
Flammable Liquid Dispensing Device |  | Pump Measure Control Inc. | PMC Pole Mount Nozzle Boot / Switch Assembly for Dispensing Fuel | MSH-30 Group | UL 87 | -
Flammable Liquid Dispensing Device |  | Pump Measure Control Inc. | PMC Pole Mount Nozzle Boot / Switch Assembly for Dispensing Fuel | MSH-60 Group | UL 87 | -
Flammable Liquid Dispensing Device |  | Pump Measure Control Inc. | PMC Pole Mount Nozzle Boot / Switch Assembly for Dispensing Fuel | PM-1 Series | UL 87 | -
Flammable Liquid Dispensing Device |  | Pump Measure Control Inc. | PMC Pole Mount Nozzle Boot / Switch Assembly for Dispensing Fuel | PM-2 Series | UL 87 | -
Flammable Liquid Dispensing Device |  | Pump Measure Control Inc. | PMC Pole Mount Nozzle Boot / Switch Assembly for Dispensing Fuel | SF Series | UL 87 | -
Flammable Liquid Dispensing Device |  | Pump Measure Control Inc. | PMC Pole Mount Nozzle Boot / Switch Assembly for Dispensing Fuel | SF-10 to SF-80 Models | UL 87 | -
Flammable Liquid Dispensing Device |  | Pump Measure Control Inc. | PMC Pole Mount Nozzle Boot / Switch Assembly for Dispensing Fuel | YES-L Series | UL 87 | -
Flammable Liquid Dispensing Device |  | Pump Measure Control Inc. | PMC Pole Mount Nozzle Boot / Switch Assembly for Dispensing Fuel | YES-R Series | UL 87 | -
Flammable Liquid Dispensing Device |  | Pumptronics Europe Ltd. | Liquid Fuel Dispensers | Type CB | BS 7117 I: 1991 | -
Flammable Liquid Dispensing Device |  | Pumptronics Ltd. | Type 100 Range of Fuel Pumps |  | BS 7117 I: 1991 | -
Flammable Liquid Dispensing Device |  | Pumptronics Ltd. | Type 100 Range of Petroleumm Pumps and Dispensers |  | BS 7117 I: 1991 | -
Flammable Liquid Dispensing Device |  | Pumptronics Ltd. | Tpye 200 Range of Fuel Pumps |  | BS 7117 I: 1991 | -
Flammable Liquid Dispensing Device |  | Pumptronics Ltd. | Type 200 Range of Petroleum Pumps and Dispensers |  | BS 7117 I: 1991 | -
Flammable Liquid Dispensing Device |  | Pyromation Inc. | Outlet Box | 807 | UL 886, UL 1604, CSA C2'3.2 No. 25, CSA C2'3.2 No. 30 | -
Flammable Liquid Dispensing Device |  | Quadrina Ltd. | Type QEP-TW/FP Unit |  | EN 50014: 1977, A1 to A5, EN 50018: 1977 A1 to A3 | -
Flammable Liquid Dispensing Device |  | R. Stahl Schaltgerate GmbH | Control and Signalling Units | Type 8040/11 | EN 50014: 1977 A1 to A5, EN 50018: 1977 A1 to A3, EN 50019: 1977 A1 to A3m EN 50028: 1987 | -
Flammable Liquid Dispensing Device |  | Red Jacket Pumps / A Marley Pump Co | Power-operated pump-motor assemblies | P150S1 | UL 79, UL674 | -
Flammable Liquid Dispensing Device |  | Red Jacket Pumps / A Marley Pump Co | Power-operated pump-motor assemblies | P150S3-3 | UL 79, UL674 | -
Flammable Liquid Dispensing Device |  | Red Jacket Pumps / A Marley Pump Co | Power-operated pump-motor assemblies | P33R1 | UL 79, UL674 | -
Flammable Liquid Dispensing Device |  | Red Jacket Pumps / A Marley Pump Co | Power-operated pump-motor assemblies | P753S | UL 79, UL674 | -
Flammable Liquid Dispensing Device |  | Red Jacket Pumps / A Marley Pump Co | Power-operated pump-motor assemblies | P75S1 | UL 79, UL674 | -
Flammable Liquid Dispensing Device |  | Red Jacket Pumps / A Marley Pump Co | Power-operated pump-motor assemblies | P75S3-3 | UL 79, UL674 | -
Flammable Liquid Dispensing Device |  | Reliance Electri Industrial Co | Motor | Frame Size HC145TC | UL 674 | -
Flammable Liquid Dispensing Device |  | Reliance Electric Co | Explosion Proof Motor | 213T, 7.5Hp | UL | -
Flammable Liquid Dispensing Device |  | Reliance Electric Co | Explosion Proof Motor | 215T, 10Hp | UL | -
Flammable Liquid Dispensing Device |  | Reliance Electric Co | Explosion Proof Motor | 254T(15HP, 50Hz, 380v, 3 Phase, 1455 RPM, F insulation, 1.15 Services factor) | UL 674-1989 | -
Flammable Liquid Dispensing Device |  | Reliance Electric Co | Explosion Proof Motor | 284T, 25HP | UL | -
Flammable Liquid Dispensing Device |  | Reliance Electric Co | Explosion Proof Motor | Type 48 to 184 | UL 674 III | -
Flammable Liquid Dispensing Device |  | Reliance Electric Industrial Co | Electric Motor | 256LP | UL 674 III | -
Flammable Liquid Dispensing Device |  | Reliance Electric Industrial Co | Electric Motor | 445TS | UL 674 III | -
Flammable Liquid Dispensing Device |  | Reliance Electric Industrial Co | Electric Motor | 449LP | UL 674 III | -
Flammable Liquid Dispensing Device |  | Richards Industries Inc. | Swivel Connector | Max-Flex | UL 567 | -
Flammable Liquid Dispensing Device |  | Richards Industries Inc. | Emergency Breakaway Coupling | Safe-T-Gard Model 930 | UL 567 | -
Flammable Liquid Dispensing Device |  | Richards Industries Inc. | Emergency Breakaway Coupling | Safe-T-Gard Model T2000B | UL 567 | -
Flammable Liquid Dispensing Device |  | Rotork Controls Ltd. | Electric Actuator | IQ10 | EN 50014: 1977 A1 to A5, EN 50018: 1977 A1 to A3 | -
Flammable Liquid Dispensing Device |  | Rotork Controls Ltd. | Electric Actuator | IQ11 (B) | EN 50014: 1977 A1 to A5, EN 50018: 1977 A1 to A3 | -
Flammable Liquid Dispensing Device |  | Rotork Controls Ltd. | Electric Actuator | IQ12 | EN 50014: 1977 A1 to A5, EN 50018: 1977 A1 to A3 | -
Flammable Liquid Dispensing Device |  | Rotork Controls Ltd. | Electric Actuator | IQ12 | EN 50014: 1977 A1 to A5, EN 50018: 1977 | -
Flammable Liquid Dispensing Device |  | Rotork Controls Ltd. | Electric Actuator | IQ13 (B) | EN 50014: 1977 A1 to A5, EN 50018: 1977 A1 to A3 | -
Flammable Liquid Dispensing Device |  | Rotork Controls Ltd. | Electric Actuator | IQ14 (B) | EN 50014: 1977 A1 to A5, EN 50018: 1977 A1 to A3 | -
Flammable Liquid Dispensing Device |  | Rotork Controls Ltd. | Electric Actuator | IQ16 (B) | EN 50014: 1977 A1 to A5, EN 50018: 1977 A1 to A3 | -
Flammable Liquid Dispensing Device |  | Rotork Controls Ltd. | Electric Actuator | IQ18 | EN 50014: 1977 A1 to A5, EN 50018: 1977 A1 to A3 | -
Flammable Liquid Dispensing Device |  | Rotork Controls Ltd. | Electric Actuator | IQ20 | EN 50014: 1977 A1 to A5, EN 50018: 1977 A1 to A3 | -
Flammable Liquid Dispensing Device |  | Rotork Controls Ltd. | Electric Actuator | IQ25 | EN 50014: 1977 A1 to A5, EN 50018: 1977 A1 to A3 | -
Flammable Liquid Dispensing Device |  | Rotork Controls Ltd. | Electric Actuator | IQ30 (B) | EN 50014: 1977 A1 to A5, EN 50018: 1977 A1 to A3 | -
Flammable Liquid Dispensing Device |  | Rotork Controls Ltd. | Electric Actuator | IQ35 | EN 50014: 1977 A1 to A5, EN 50018: 1977 A1 to A3 | -
Flammable Liquid Dispensing Device |  | Rotork Controls Ltd. | Electric Actuator | IQ40 (B) | EN 50014: 1977 A1 to A5, EN 50018: 1977 A1 to A3 | -
Flammable Liquid Dispensing Device |  | Rotork Controls Ltd. | Electric Actuator | IQ45 (B) | EN 50014: 1977 A1 to A5, EN 50018: 1977 A1 to A3 | -
Flammable Liquid Dispensing Device |  | Rotork Controls Ltd. | Electric Actuator | IQ7 (B) | EN 50014: 1977 A1 to A5, EN 50018: 1977 A1 to A3 | -
Flammable Liquid Dispensing Device |  | Rotork Controls Ltd. | Electric Actuator | IQ70 (B) | EN 50014: 1977 A1 to A5, EN 50018: 1977 A1 to A3 | -
Flammable Liquid Dispensing Device |  | Rotork Controls Ltd. | Electric Actuator | IQ90 (B) | EN 50014: 1977 A1 to A5, EN 50018: 1977 A1 to A3 | -
Flammable Liquid Dispensing Device |  | Rotork Controls Ltd. | Electric Actuator | IQ91 (B) | EN 50014: 1977 A1 to A5, EN 50018: 1977 A1 to A3 | -
Flammable Liquid Dispensing Device |  | Rotork Controls Ltd. | Electric Actuator | IQ95 (B) | EN 50014: 1977 A1 to A5, EN 50018: 1977 A1 to A3 | -
Flammable Liquid Dispensing Device |  | S.A.M.P.I. S.p.A. | Badge Reader | DEU/C | EN 50014: 1977 + A1-A5(CEI31/8), EN 50018: 1977 + A1-A3 (CEI31/9) | -
Flammable Liquid Dispensing Device |  | S.A.M.P.I. S.p.A. | Badge Reader | DEU/M | EN 50014: 1977 + A1-A5(CEI31/8), EN 50018: 1977 + A1-A3 (CEI31/9) | -
Flammable Liquid Dispensing Device |  | S.A.M.P.I. S.p.A. | Badge Reader | DEU/O | EN 50014: 1977 + A1-A5(CEI31/8), EN 50018: 1977 + A1-A3 (CEI31/9) | -
Flammable Liquid Dispensing Device |  | S.A.M.P.I. S.p.A. | Electronic Register | TE 480 | EN 50014: 1977 + A1-A5(VDE 0170/0171 Ch1/1.87), EN 50018: 1977 + A1-A3(VDE 0170/0171 Ch 5/1.97) | -
Flammable Liquid Dispensing Device |  | Siemens Milltronics Process Instruments Inc. | Ultrasonic Level Monitor | The Probe | EN 50014, EN 50020, EN 50284 | -
Flammable Liquid Dispensing Device |  | Sigma Ltd. | Maglock Proximity Switch | MPS34 | SFA 3009 | -
Flammable Liquid Dispensing Device |  | SODECA, S.A. | Helical Fan | HCDF | EN 50014: 1992, | -
Flammable Liquid Dispensing Device |  | SODECA, S.A. | Helical Fan | HDF | EN 50014: 1992, | -
Flammable Liquid Dispensing Device |  | Solartron Mobrey Ltd. | Mobrey Control Unit | MCU ***P*-A** | EN 50014, EN 50020 | -
Flammable Liquid Dispensing Device |  | Solartron Mobrey Ltd. | Mobrey Control Unit | MCU90*WH-A | EN 50014, EN 50020 | -
Flammable Liquid Dispensing Device |  | Solartron Mobrey Ltd. | Transmitter | MSP9##SH-A## | EN 50014, EN 50020, EN 50284 | -
Flammable Liquid Dispensing Device |  | Solartron Mobrey Ltd. | Transmitter | MSP9##SH-A## | EN 50014, EN 50020, EN 50284 | -
Flammable Liquid Dispensing Device |  | Solartron Mobrey Ltd. | Transmitter | MSP900GH-A | EN 50014, EN 50020, EN 50284 | -
Flammable Liquid Dispensing Device |  | Solartron Mobrey Ltd. | Bibrating Fork Liquid Level Sensor | Squing 2 | EN 50014, EN 50020, EN50284 | -
Flammable Liquid Dispensing Device |  | TATSUNO Co | Sunny Rex Range of Tetroleum Pumps and Dispensers | EDAT3621 | BS 7117 I 1991 | -
Flammable Liquid Dispensing Device |  | Tatsuno Co | Fuel Dispensing Devices | EDAT3621 | Hazardous Materials Safety Techniques Association (KHK) in JAPAN | -
Flammable Liquid Dispensing Device |  | TATSUNO Co | Fuel Dispensing Devices | GDA11111 | Hazardous Materials Safety Techniques Association (KHK) in JAPAN | -
Flammable Liquid Dispensing Device |  | TATSUNO Co | Fuel Dispensing Devices | GDA11112 | Hazardous Materials Safety Techniques Association (KHK) in JAPAN | -
Flammable Liquid Dispensing Device |  | TATSUNO Co | Fuel Dispensing Devices | GDA12221 | Hazardous Materials Safety Techniques Association (KHK) in JAPAN | -
Flammable Liquid Dispensing Device |  | TATSUNO Co | Fuel Dispensing Devices | GDA12222 | Hazardous Materials Safety Techniques Association (KHK) in JAPAN | -
Flammable Liquid Dispensing Device |  | TATSUNO Co | Fuel Dispensing Devices | GDA22221 | Hazardous Materials Safety Techniques Association (KHK) in JAPAN | -
Flammable Liquid Dispensing Device |  | TATSUNO Co | Fuel Dispensing Devices | GDA22222 | Hazardous Materials Safety Techniques Association (KHK) in JAPAN | -
Flammable Liquid Dispensing Device |  | TATSUNO Co | Fuel Dispensing Devices | GDA24421 | Hazardous Materials Safety Techniques Association (KHK) in JAPAN | -
Flammable Liquid Dispensing Device |  | TATSUNO Co | Fuel Dispensing Devices | GDA24421 | Hazardous Materials Safety Techniques Association (KHK) in JAPAN | -
Flammable Liquid Dispensing Device |  | TATSUNO Co | Fuel Dispensing Devices | GDA24422 | Hazardous Materials Safety Techniques Association (KHK) in JAPAN | -
Flammable Liquid Dispensing Device |  | TATSUNO Co | Fuel Dispensing Devices | GDA24441 | Hazardous Materials Safety Techniques Association (KHK) in JAPAN | -
Flammable Liquid Dispensing Device |  | TATSUNO Co | Fuel Dispensing Devices | GDA24442 | Hazardous Materials Safety Techniques Association (KHK) in JAPAN | -
Flammable Liquid Dispensing Device |  | TATSUNO Co | Fuel Dispensing Devices | GDB24422 | Hazardous Materials Safety Techniques Association (KHK) in JAPAN | -
Flammable Liquid Dispensing Device |  | TATSUNO Co | Fuel Dispensing Devices | GDB24441 | Hazardous Materials Safety Techniques Association (KHK) in JAPAN | -
Flammable Liquid Dispensing Device |  | TATSUNO Co | Fuel Dispensing Devices | GDB24442 | Hazardous Materials Safety Techniques Association (KHK) in JAPAN | -
Flammable Liquid Dispensing Device |  | Tatsuno Co | Fuel Dispensing Devices | GDB33311 | Hazardous Materials Safety Techniques Association (KHK) in JAPAN | -
Flammable Liquid Dispensing Device |  | Tatsuno Co | Fuel Dispensing Devices | GDB33312 | Hazardous Materials Safety Techniques Association (KHK) in JAPAN | -
Flammable Liquid Dispensing Device |  | Tatsuno Co | Fuel Dispensing Devices | GDB33321 | Hazardous Materials Safety Techniques Association (KHK) in JAPAN | -
Flammable Liquid Dispensing Device |  | Tatsuno Co | Fuel Dispensing Devices | GDB33322 | Hazardous Materials Safety Techniques Association (KHK) in JAPAN | -
Flammable Liquid Dispensing Device |  | TATSUNO Co | Fuel Dispensing Devices | GDB36621 | Hazardous Materials Safety Techniques Association (KHK) in JAPAN | -
Flammable Liquid Dispensing Device |  | TATSUNO Co | Fuel Dispensing Devices | GDB36622 | Hazardous Materials Safety Techniques Association (KHK) in JAPAN | -
Flammable Liquid Dispensing Device |  | TATSUNO Co | Fuel Dispensing Devices | GDB36641 | Hazardous Materials Safety Techniques Association (KHK) in JAPAN | -
Flammable Liquid Dispensing Device |  | TATSUNO Co | Fuel Dispensing Devices | GDB36642 | Hazardous Materials Safety Techniques Association (KHK) in JAPAN | -
Flammable Liquid Dispensing Device |  | TATSUNO Co | Fuel Dispensing Devices | GDB48822 | Hazardous Materials Safety Techniques Association (KHK) in JAPAN | -
Flammable Liquid Dispensing Device |  | TATSUNO Co | Fuel Dispensing Devices | GDB48823 | Hazardous Materials Safety Techniques Association (KHK) in JAPAN | -
Flammable Liquid Dispensing Device |  | TATSUNO Co | Fuel Dispensing Devices | GDC21111 | Hazardous Materials Safety Techniques Association (KHK) in JAPAN | -
Flammable Liquid Dispensing Device |  | TATSUNO Co | Fuel Dispensing Devices | GDC22222 | Hazardous Materials Safety Techniques Association (KHK) in JAPAN | -
Flammable Liquid Dispensing Device |  | Tatsuno Co | Fuel Dispensing Devices | GHC21111 | Hazardous Materials Safety Techniques Association (KHK) in JAPAN | -
Flammable Liquid Dispensing Device |  | Tatsuno Co | Fuel Dispensing Devices | GHC21111 | Hazardous Materials Safety Techniques Association (KHK) in JAPAN | -
Flammable Liquid Dispensing Device |  | Tatsuno Co | Fuel Dispensing Devices | GHC22222 | Hazardous Materials Safety Techniques Association (KHK) in JAPAN | -
Flammable Liquid Dispensing Device |  | Tatsuno Co | Fuel Dispensing Devices | GHC22222 | Hazardous Materials Safety Techniques Association (KHK) in JAPAN | -
Flammable Liquid Dispensing Device |  | Tatsuno Co | Fuel Dispensing Devices | GHC42221 | Hazardous Materials Safety Techniques Association (KHK) in JAPAN | -
Flammable Liquid Dispensing Device |  | Tatsuno Co | Fuel Dispensing Devices | GHC42221 | Hazardous Materials Safety Techniques Association (KHK) in JAPAN | -
Flammable Liquid Dispensing Device |  | Tatsuno Co | Fuel Dispensing Devices | GHF42221 | Hazardous Materials Safety Techniques Association (KHK) in JAPAN | -
Flammable Liquid Dispensing Device |  | Tatsuno Co | Fuel Dispensing Devices | GSA1111 | Hazardous Materials Safety Techniques Association (KHK) in JAPAN | -
Flammable Liquid Dispensing Device |  | Tatsuno Co | Fuel Dispensing Devices | GSA12221 | Hazardous Materials Safety Techniques Association (KHK) in JAPAN | -
Flammable Liquid Dispensing Device |  | Tatsuno Co | Fuel Dispensing Devices | GSA22221 | Hazardous Materials Safety Techniques Association (KHK) in JAPAN | -
Flammable Liquid Dispensing Device |  | Tatsuno Co | Fuel Dispensing Devices | GSA24421 | Hazardous Materials Safety Techniques Association (KHK) in JAPAN | -
Flammable Liquid Dispensing Device |  | Tatsuno Co | Fuel Dispensing Devices | GSA24441 | Hazardous Materials Safety Techniques Association (KHK) in JAPAN | -
Flammable Liquid Dispensing Device |  | Tatsuno Co | Fuel Dispensing Devices | GSB24441 | Hazardous Materials Safety Techniques Association (KHK) in JAPAN | -
Flammable Liquid Dispensing Device |  | Tatsuno Co | Fuel Dispensing Devices | GSB33311 | Hazardous Materials Safety Techniques Association (KHK) in JAPAN | -
Flammable Liquid Dispensing Device |  | Tatsuno Co | Fuel Dispensing Devices | GSB33321 | Hazardous Materials Safety Techniques Association (KHK) in JAPAN | -
Flammable Liquid Dispensing Device |  | Tatsuno Co | Fuel Dispensing Devices | GSB36221 | Hazardous Materials Safety Techniques Association (KHK) in JAPAN | -
Flammable Liquid Dispensing Device |  | Tatsuno Co | Fuel Dispensing Devices | GSB36621 | Hazardous Materials Safety Techniques Association (KHK) in JAPAN | -
Flammable Liquid Dispensing Device |  | Tatsuno Co | Fuel Dispensing Devices | GSB36641 | Hazardous Materials Safety Techniques Association (KHK) in JAPAN | -
Flammable Liquid Dispensing Device |  | Tatsuno Co | Fuel Dispensing Devices | GSB48821 | Hazardous Materials Safety Techniques Association (KHK) in JAPAN | -
Flammable Liquid Dispensing Device |  | Tatsuno Co | Fuel Dispensing Devices | GSC21111 | Hazardous Materials Safety Techniques Association (KHK) in JAPAN | -
Flammable Liquid Dispensing Device |  | Tatsuno Co | Fuel Dispensing Devices | GSC22222 | Hazardous Materials Safety Techniques Association (KHK) in JAPAN | -
Flammable Liquid Dispensing Device |  | Tatsuno Co | Fuel Dispensing Devices | GSC42221 | Hazardous Materials Safety Techniques Association (KHK) in JAPAN | -
Flammable Liquid Dispensing Device |  | Tatsuno Co | Fuel Dispensing Devices | GSF42221 | Hazardous Materials Safety Techniques Association (KHK) in JAPAN | -
Flammable Liquid Dispensing Device |  | Tatsuno Co | Fuel Dispensing Devices | Sunny-XE-SAB | Hazardous Materials Safety Techniques Association (KHK) in JAPAN [IEC 60079] | -
Flammable Liquid Dispensing Device |  | Tatsuno Co | Fuel Dispensing Devices | Sunny-XE-SAC | Hazardous Materials Safety Techniques Association (KHK) in JAPAN [IEC 60079] | -
Flammable Liquid Dispensing Device |  | Tatsuno Co | Fuel Dispensing Devices | Sunny-XE-SAF | Hazardous Materials Safety Techniques Association (KHK) in JAPAN [IEC 60079] | -
Flammable Liquid Dispensing Device |  | Tatsuno Co | Fuel Dispensing Devices | Sunny-XE-SBA | Hazardous Materials Safety Techniques Association (KHK) in JAPAN [IEC 60079] | -
Flammable Liquid Dispensing Device |  | Tatsuno Co | Fuel Dispensing Devices | Sunny-XE-SBB | Hazardous Materials Safety Techniques Association (KHK) in JAPAN [IEC 60079] | -
Flammable Liquid Dispensing Device |  | Tatsuno Co | Fuel Dispensing Devices | Sunny-XE-SBC | Hazardous Materials Safety Techniques Association (KHK) in JAPAN [IEC 60079] | -
Flammable Liquid Dispensing Device |  | Tatsuno Co | Fuel Dispensing Devices | Sunny-XE-SBF | Hazardous Materials Safety Techniques Association (KHK) in JAPAN [IEC 60079] | -
Flammable Liquid Dispensing Device |  | Tatsuno Co | Fuel Dispensing Devices | Sunny-XE-SDA | Hazardous Materials Safety Techniques Association (KHK) in JAPAN [IEC 60079] | -
Flammable Liquid Dispensing Device |  | Tatsuno Co | Fuel Dispensing Devices | Sunny-XE-SDB | Hazardous Materials Safety Techniques Association (KHK) in JAPAN [IEC 60079] | -
Flammable Liquid Dispensing Device |  | Tatsuno Co | Fuel Dispensing Devices | Sunny-XE-SDC | Hazardous Materials Safety Techniques Association (KHK) in JAPAN [IEC 60079] | -
Flammable Liquid Dispensing Device |  | Tatsuno Co | Fuel Dispensing Devices | Sunny-XE-SDF | Hazardous Materials Safety Techniques Association (KHK) in JAPAN [IEC 60079] | -
Flammable Liquid Dispensing Device |  | Tatsuno Co | Fuel Dispensing Devices | Sunny-XE-SSA | Hazardous Materials Safety Techniques Association (KHK) in JAPAN [IEC 60079] | -
Flammable Liquid Dispensing Device |  | Tatsuno Co | Fuel Dispensing Devices | Sunny-XE-SSA | Hazardous Materials Safety Techniques Association (KHK) in JAPAN [IEC 60079] | -
Flammable Liquid Dispensing Device |  | Tatsuno Co | Fuel Dispensing Devices | Sunny-XE-SSB | Hazardous Materials Safety Techniques Association (KHK) in JAPAN [IEC 60079] | -
Flammable Liquid Dispensing Device |  | Tatsuno Co | Fuel Dispensing Devices | Sunny-XE-SSC | Hazardous Materials Safety Techniques Association (KHK) in JAPAN [IEC 60079] | -
Flammable Liquid Dispensing Device |  | Tatsuno Co | Fuel Dispensing Devices | Sunny-XE-SSF | Hazardous Materials Safety Techniques Association (KHK) in JAPAN [IEC 60079] | -
Flammable Liquid Dispensing Device |  | Tatsuno Corporation | Fuel Dispensing Devices | WDA/SUNNY-GL series | Safety Techniques Association in Japan | -
Flammable Liquid Dispensing Device |  | Tatsuno Corporation | Fuel Dispensing Devices | WDB/SUNNY-GL series | Safety Techniques Association in Japan | -
Flammable Liquid Dispensing Device |  | Tatsuno Corporation | Fuel Dispensing Devices | WDC/SUNNY-GL series | Safety Techniques Association in Japan | -
Flammable Liquid Dispensing Device |  | Tatsuno Corporation | Fuel Dispensing Devices | WDF/SUNNY-GL series | Safety Techniques Association in Japan | -
Flammable Liquid Dispensing Device |  | Tatsuno Corporation | Fuel Dispensing Devices | WSA/SUNNY-GL series | Safety Techniques Association in Japan | -
Flammable Liquid Dispensing Device |  | Tatsuno Corporation | Fuel Dispensing Devices | WSB/SUNNY-GL series | Safety Techniques Association in Japan | -
Flammable Liquid Dispensing Device |  | Tatsuno Corporation | Fuel Dispensing Devices | WSC/SUNNY-GL series | Safety Techniques Association in Japan | -
Flammable Liquid Dispensing Device |  | Tatsuno Corporation | Fuel Dispensing Devices | WSF/SUNNY-GL series | Safety Techniques Association in Japan | -
Flammable Liquid Dispensing Device |  | Tokheim Corp. | Mechanical Sunction Pump | 7553 | UL | -
Flammable Liquid Dispensing Device |  | Tokheim Corp. | Power-Operated Flammable Liquid Dispensing Devices | 262A-RC-1 Twin/2 Twin/1 RC Twin/2 RC Twin/HC/AFC/APC/SG/T | UL 87, UL 1238 | -
Flammable Liquid Dispensing Device |  | Tokheim Corp. | Remote Control Power-Operated Liquid Dispensing Device | 311,312,322,324,413,426,614,628 -A-B/BG/R-F/IV/L/V-A/D/E/K/P/S/T-H/HX | UL 87, UL 1238 | -
Flammable Liquid Dispensing Device |  | Tokheim Corp. | Remote Control Power-Operated Liquid Dispensing Device | 413A | UL 87, UL 1238 | -
Flammable Liquid Dispensing Device |  | Tokheim Corp. | Remote Control Power-Operated Liquid Dispensing Device | 426A | UL 87, UL 1238 | -
Flammable Liquid Dispensing Device |  | Tokheim Corp. | Remote Control Power-Operated Liquid Dispensing Device | 614A | UL 87, UL 1238 | -
Flammable Liquid Dispensing Device |  | Tokheim Corp. | Remote Control Power-Operated Liquid Dispensing Device | 628A-R-EB-A/D/E/K/P/S/T-H/HX | UL 87, UL 1238 | -
Flammable Liquid Dispensing Device |  | Tokheim Corp. | Mechanical Sunction Pump | 7553 TW-1 | UL | -
Flammable Liquid Dispensing Device |  | Tokheim Corp. | Mechanical Sunction Pump | 7553 TW-2 | UL | -
Flammable Liquid Dispensing Device |  | Tokheim Corp. | Flammable Liquid Dispensing Device | 8752E | UL 87 | -
Flammable Liquid Dispensing Device |  | Tokheim Corp. | Flammable Liquid Dispensing Device | 8752ETW1M | UL 87 | -
Flammable Liquid Dispensing Device |  | Tokheim Corp. | Flammable Liquid Dispensing Device | 8752ETW1M | UL 87 | -
Flammable Liquid Dispensing Device |  | Tokheim Corp. | Flammable Liquid Dispensing Device | 8752ETW2 | UL 87 | -
Flammable Liquid Dispensing Device |  | Tokheim Corp. | Control Equipment | 8752EX | UL 1238 | -
Flammable Liquid Dispensing Device |  | Tokheim Corp. | Control Equipment | 8752EXTW1 | UL 1238 | -
Flammable Liquid Dispensing Device |  | Tokheim Corp. | Control Equipment | 8752EXTW2 | UL 1238 | -
Flammable Liquid Dispensing Device |  | Tokheim Corp. | Flammable Liquid Dispensing Device | 8753E | UL 87 | -
Flammable Liquid Dispensing Device |  | Tokheim Corp. | Flammable Liquid Dispensing Device | 8753ETW1 | UL 87 | -
Flammable Liquid Dispensing Device |  | Tokheim Corp. | Flammable Liquid Dispensing Device | 8753ETW1M | UL 87 | -
Flammable Liquid Dispensing Device |  | Tokheim Corp. | Flammable Liquid Dispensing Device | 8753ETW2 | UL 87 | -
Flammable Liquid Dispensing Device |  | Tokheim Corp. | Control Equipment | 8753EX | UL 1238 | -
Flammable Liquid Dispensing Device |  | Tokheim Corp. | Control Equipment | 8753EXTW1 | UL 1238 | -
Flammable Liquid Dispensing Device |  | Tokheim Corp. | Control Equipment | 8753EXTW2 | UL 1238 | -
Flammable Liquid Dispensing Device |  | Tokheim Corp. | Remote Control Power-Operated Liquid Dispensing Device | H3-1/2-1/2/3/4-C-S-B3/B4/B5-FD/TL/TR/IV/MN/MR/MV/V-******-H*-t*/G*/**-5D-******-9A/9B/9C-11A/11B-10A/10B-**** | UL 87 | -
Flammable Liquid Dispensing Device |  | Tokheim Corp. | Remote Control Power-Operated Liquid Dispensing Device | H311 - B/R-IV/MV/VH/V/VI-C1/C2/P1/R1/R2/R3/R4/R5/T1/T2/T3/3A/3B/3C/4A/5C/9A/10A/10B | UL 87 | -
Flammable Liquid Dispensing Device |  | Tokheim Corp. | Remote Control Power-Operated Liquid Dispensing Device | H311 -B/B3/B4/B5-MV/IV/VH/V/VI-C1/C2/K1/P1/R1/R2/R3/R4/R5/T1/T2/T3/3A/3B/3C/4A/5C/9H/10A/10B | UL 87 | -
Flammable Liquid Dispensing Device |  | Tokheim Corp. | Remote Control Power-Operated Liquid Dispensing Device | H312 - B/R-IV/MV/VH/V/VI-C1/C2/P1/R1/R2/R3/R4/R5/T1/T2/T3/3A/3B/3C/4A/5C/9A/10A/10B | UL 87 | -
Flammable Liquid Dispensing Device |  | Tokheim Corp. | Remote Control Power-Operated Liquid Dispensing Device | H322 - B/R-IV/MV/VH/V/VI-C1/C2/P1/R1/R2/R3/R4/R5/T1/T2/T3/3A/3B/3C/4A/5C/9A/10A/10B | UL 87 | -
Flammable Liquid Dispensing Device |  | Tokheim Corp. | Remote Control Power-Operated Liquid Dispensing Device | H322 -B/B3/B4/B5-MV/IV/VH/V/VI-C1/C2/K1/P1/R1/R2/R3/R4/R5/T1/T2/T3/3A/3B/3C/4A/5C/9H/10A/10B | UL 87 | -
Flammable Liquid Dispensing Device |  | Tokheim Corp. | Remote Control Power-Operated Liquid Dispensing Device | H324 - B/R-IV/MV/VH/V/VI-C1/C2/P1/R1/R2/R3/R4/R5/T1/T2/T3/3A/3B/3C/4A/5C/9A/10A/10B | UL 87 | -
Flammable Liquid Dispensing Device |  | Tokheim Corp. | Remote Control Power-Operated Liquid Dispensing Device | H4/H7-1/2-1/2/3/4/6/8-C-S-B3/B3+1/B4/B5/EB/FD/TL/TR-UV/MN/MR/MV/V-C1/C2-******-H*-T*/G*-**-5D-******-9A/9B/9C-11A/11B-10A/10B-**** | UL 87 | -
Flammable Liquid Dispensing Device |  | Tokheim Corp. | Remote Control Power-Operated Liquid Dispensing Device | H411 - B/R-IV/MV/VH/V/VI-C1/C2/F1/FD/K1/P1/R1/R2/R3/R4/R5/TR/T1/T1/T3/3A/3B/3C/4A/5C/9A/10A/10B | UL 87 | -
Flammable Liquid Dispensing Device |  | Tokheim Corp. | Remote Control Power-Operated Liquid Dispensing Device | H411 -B/EB-MV/IV/VH/V/VI-C1/C2/F1/FD/K1/P1/R1/R2/R3/R4/R5TR//T1/T2/T3/3A/3B/3C/4A/5C/9A/10A/10B | UL 87 | -
Flammable Liquid Dispensing Device |  | Tokheim Corp. | Remote Control Power-Operated Liquid Dispensing Device | H413 - B/R-IV/MV/VH/V/VI-C1/C2/F1/FD/K1/P1/R1/R2/R3/R4/R5/TR/T1/T1/T3/3A/3B/3C/4A/5C/9A/10A/10B | UL 87 | -
Flammable Liquid Dispensing Device |  | Tokheim Corp. | Remote Control Power-Operated Liquid Dispensing Device | H413 -B/EB-MV/IV/VH/V/VI-C1/C2/F1/FD/K1/P1/R1/R2/R3/R4/R5TR//T1/T2/T3/3A/3B/3C/4A/5C/9A/10A/10B | UL 87 | -
Flammable Liquid Dispensing Device |  | Tokheim Corp. | Remote Control Power-Operated Liquid Dispensing Device | H414 - B/R-IV/MV/VH/V/VI-C1/C2/F1/FD/K1/P1/R1/R2/R3/R4/R5/TR/T1/T1/T3/3A/3B/3C/4A/5C/9A/10A/10B | UL 87 | -
Flammable Liquid Dispensing Device |  | Tokheim Corp. | Remote Control Power-Operated Liquid Dispensing Device | H422 - B/R-IV/MV/VH/V/VI-C1/C2/F1/FD/K1/P1/R1/R2/R3/R4/R5/TR/T1/T1/T3/3A/3B/3C/4A/5C/9A/10A/10B | UL 87 | -
Flammable Liquid Dispensing Device |  | Tokheim Corp. | Remote Control Power-Operated Liquid Dispensing Device | H422 -B/EB-MV/IV/VH/V/VI-C1/C2/F1/FD/K1/P1/R1/R2/R3/R4/R5TR//T1/T2/T3/3A/3B/3C/4A/5C/9A/10A/10B | UL 87 | -
Flammable Liquid Dispensing Device |  | Tokheim Corp. | Remote Control Power-Operated Liquid Dispensing Device | H424 - B/R-IV/MV/VH/V/VI-C1/C2/F1/FD/K1/P1/R1/R2/R3/R4/R5/TR/T1/T1/T3/3A/3B/3C/4A/5C/9A/10A/10B | UL 87 | -
Flammable Liquid Dispensing Device |  | Tokheim Corp. | Remote Control Power-Operated Liquid Dispensing Device | H424 -B/EB-MV/IV/VH/V/VI-C1/C2/F1/FD/K1/P1/R1/R2/R3/R4/R5TR//T1/T2/T3/3A/3B/3C/4A/5C/9A/10A/10B | UL 87 | -
Flammable Liquid Dispensing Device |  | Tokheim Corp. | Remote Control Power-Operated Liquid Dispensing Device | H426 - B/R-IV/MV/VH/V/VI-C1/C2/F1/FD/K1/P1/R1/R2/R3/R4/R5/TR/T1/T1/T3/3A/3B/3C/4A/5C/9A/10A/10B | UL 87 | -
Flammable Liquid Dispensing Device |  | Tokheim Corp. | Remote Control Power-Operated Liquid Dispensing Device | H426 -B/EB-MV/IV/VH/V/VI-C1/C2/F1/FD/K1/P1/R1/R2/R3/R4/R5TR//T1/T2/T3/3A/3B/3C/4A/5C/9A/10A/10B | UL 87 | -
Flammable Liquid Dispensing Device |  | Tokheim Corp. | Remote Control Power-Operated Liquid Dispensing Device | H428 - B/R-IV/MV/VH/V/VI-C1/C2/F1/FD/K1/P1/R1/R2/R3/R4/R5/TR/T1/T1/T3/3A/3B/3C/4A/5C/9A/10A/10B | UL 87 | -
Flammable Liquid Dispensing Device |  | Tokheim Corp. | Remote Control Power-Operated Liquid Dispensing Device | H428 -B/EB-MV/IV/VH/V/VI-C1/C2/F1/FD/K1/P1/R1/R2/R3/R4/R5TR//T1/T2/T3/3A/3B/3C/4A/5C/9A/10A/10B | UL 87 | -
Flammable Liquid Dispensing Device |  | Tokheim Corp. | Remote Control Power-Operated Liquid Dispensing Device | I311 -B/R-IV-K1/P1/F2/3A/3B/3C/4A/5C/9B/9C/10A/10B | UL 87 | -
Flammable Liquid Dispensing Device |  | Tokheim Corp. | Remote Control Power-Operated Liquid Dispensing Device | I312 -B/R-IV-K1/P1/F2/3A/3B/3C/4A/5C/9B/9C/10A/10B | UL 87 | -
Flammable Liquid Dispensing Device |  | Tokheim Corp. | Remote Control Power-Operated Liquid Dispensing Device | I322 -B/R-IV-K1/P1/F2/3A/3B/3C/4A/5C/9B/9C/10A/10B | UL 87 | -
Flammable Liquid Dispensing Device |  | Tokheim Corp. | Remote Control Power-Operated Liquid Dispensing Device | I322-B/R | UL 87 | -
Flammable Liquid Dispensing Device |  | Tokheim Corp. | Remote Control Power-Operated Liquid Dispensing Device | I324 -B/R-IV-K1/P1/F2/3A/3B/3C/4A/5C/9B/9C/10A/10B | UL 87 | -
Flammable Liquid Dispensing Device |  | Tokheim Corp. | Remote Control Power-Operated Liquid Dispensing Device | I324-B/R | UL 87 | -
Flammable Liquid Dispensing Device |  | Tokheim Corp. | Remote Control Power-Operated Liquid Dispensing Device | I413 -B/R-IV-K1/P1/F2/3A/3B/3C/4A/5C/9B/9C/10A/10B | UL 87 | -
Flammable Liquid Dispensing Device |  | Tokheim Corp. | Remote Control Power-Operated Liquid Dispensing Device | I413-B/R | UL 87 | -
Flammable Liquid Dispensing Device |  | Tokheim Corp. | Remote Control Power-Operated Liquid Dispensing Device | I426 -B/R-IV-K1/P1/F2/3A/3B/3C/4A/5C/9B/9C/10A/10B | UL 87 | -
Flammable Liquid Dispensing Device |  | Tokheim Corp. | Remote Control Power-Operated Liquid Dispensing Device | I426-B/R | UL 87 | -
Flammable Liquid Dispensing Device |  | Tokheim Corp. | Liquid Fuel Dispenser | Quamtium 100T | prEN13617-1: 2001 | -
Flammable Liquid Dispensing Device |  | Tokheim Corp. | Liquid Fuel Dispenser | Quamtium 200T | prEN13617-1: 2001 | -
Flammable Liquid Dispensing Device |  | Tokheim Corp. | Liquid Fuel Dispenser | Quamtium 400T | prEN13617-1: 2001 | -
Flammable Liquid Dispensing Device |  | Tokheim Corp. | Liquid Fuel Dispenser | Qutntium 300T | prEN13617-1: 2001 | -
Flammable Liquid Dispensing Device |  | Tokheim Corp. | Liquid Fuel Dispenser | Qutntium 500 T | prEN13617-1: 2001 | -
Flammable Liquid Dispensing Device |  | Tokheim Corp. | Power-Operated Flammable Liquid Dispensing Devices | Remote Control | UL 87 | -
Flammable Liquid Dispensing Device |  | Tokheim Corp. | Power-Operated Flammable Liquid Dispensing Devices | Remote Control Models: 8853EX/8853EXTW1/8853EXTW2/8840EX-A/B/D/F/G/K/L/PP/R/S/SSA/SSTS/5/8 | UL 87 | -
Flammable Liquid Dispensing Device |  | Tokheim Corp. | Power-Operated Flammable Liquid Dispensing Devices | Remote Control: 8752EX/8753EX/8752EXTW1/8753EXTW1/8752EXTW2/8753EXTW2 | UL 87, ul 1238 | -
Flammable Liquid Dispensing Device |  | Tokheim Corp. | Power-Operated Flammable Liquid Dispensing Devices | Self Contained: 7552A/7552ATW1/7552ATW2/7553A/7553ATW1M/7553ATW2/7553AHC | UL 87 | -
Flammable Liquid Dispensing Device |  | Tokheim Corp. | Power-Operated Flammable Liquid Dispensing Devices | Self Contained: 8853E/8853EHC/8853ETW1/8853ETW2/8853ETW1M/8840E-A/B/D/F/G/K/L/PP/R/S/SSA/SSTS/5/8 | UL 87 | -
Flammable Liquid Dispensing Device |  | Tokheim Corp. | Power-Operated Flammable Liquid Dispensing Devices | Self-Contained: 8752E/8753E/8752ETW1M/8753ETW1M/8752ETW1/8753ETW1/8753ETW2/8753ETW2 | UL 87, ul 1238 | -
Flammable Liquid Dispensing Device |  | Tokheim Hengshan Technologies (Guangzhou) Co Ltd. | Fuel Dispenser | Q320 | CEME:EC EM 13617-1: 2004 | -
Flammable Liquid Dispensing Device |  | Tokheim Hengshan Technologies (Guangzhou) Co Ltd. | Fuel Dispenser | Q420 | CEME:EC EM 13617-1: 2004 | -
Flammable Liquid Dispensing Device |  | Tokheim Hengshan Technologies (Guangzhou) Co Ltd. | Fuel Dispenser | Series Q420 | EN 13617-1: 2004 | -
Flammable Liquid Dispensing Device |  | Tokhelm Corp. | Power Operated Flammable Liquid Dispensing Devices | 793MC-RL/RLB/KC-4 to KC-20 | UL | -
Flammable Liquid Dispensing Device |  | Tokhelm Corp. | Power Operated Flammable Liquid Dispensing Devices | H322-B-R | UL | -
Flammable Liquid Dispensing Device |  | Tokhelm Corp. | Power Operated Flammable Liquid Dispensing Devices | H322-B-R | UL | -
Flammable Liquid Dispensing Device |  | Universal Valve Co Inc. | Emergency Shut-offValve | 521 (-RF/RM/RU/BRF/BRM/BRU/BRDPRF/BRDPRM/DPRF/DPRM) | UL 842 | -
Flammable Liquid Dispensing Device |  | Universal Valve Co Inc. | Emergency Shut-offValve | 522 (-RF/RM/RU/BRF/BRM/BRU/BRDPRF/BRDPRM/DPRF/DPRM) | UL 842 | -
Flammable Liquid Dispensing Device |  | Universal Valve Co Inc. | Emergency Shut-offValve | 523 (-RF/RM/RU/BRF/BRM/BRU/BRDPRF/BRDPRM/DPRF/DPRM) | UL 842 | -
Flammable Liquid Dispensing Device |  | Veeder Root Ltd. | Pulse Transmitter | Type 7671 | BB 5501 I: 1977 EN 50014, BS 5501 V: 1977 EN 50018 | -
Flammable Liquid Dispensing Device |  | Veeder-Root | Pulse Transmitter | 7671 Series | AS 2480: 1981 | -
Flammable Liquid Dispensing Device |  | Veeder-Root | Tank Monitoring System | TLS 350 | EN 50039 | -
Flammable Liquid Dispensing Device |  | Veeder-Root | Tank Monitoring System | TLS 350R | EN 50039 | -
Flammable Liquid Dispensing Device |  | Veeder-Root Co | Submersible-type Transfer Pump-Motor Assembles | MXP-200/300/500-J1/J4/J6/J17-1K/2K/3K/2MB/2HB/3HB | UL 79, UL 1203 | -
Flammable Liquid Dispensing Device |  | Veeder-Root Co | Power Operated Flammable Liquid Pumps | P-X3/X4-AG-33/75/150/200/300-R/S/T/U-1/3/13/14/17-2/3/4-RJ1/RJ2/RJ3/RJXXXX | UL 79, UL 674 | -
Flammable Liquid Dispensing Device |  | Veeder-Root Co | Console | TLS-300 | EN 50014 1977 A1 to A5, EN 50020: 1977 A1 to A2 | -
Flammable Liquid Dispensing Device |  | VEGA Grieshaber GmbH & Co | Analysis Device | VEGAMET 509 Z Ex | EN 50014: 1977 A1 to A5, EN 50020: 1977 A1 to A2 | -
Flammable Liquid Dispensing Device |  | VEGA Grieshaber KG | Capacitive Test Probe | EK**EXO | EN 50014: 1997, EN 50020: 1994, EN 50284: 1998 | -
Flammable Liquid Dispensing Device |  | VEGA Grieshaber KG | Capacitive Test Probe | EL***EXO | EN 50014: 1997, EN 50020: 1994, EN 50284: 1998 | -
Flammable Liquid Dispensing Device |  | VEGA Grieshaber KG | Capacitive Measurement Probes | EL**EX | EN 50014: 1977 A1 to A5, EN 50020: 1977 A1 to A2 | -
Flammable Liquid Dispensing Device |  | VEGA Grieshaber KG | Signal Conditioning Instrument | VEGAMET 513 EX | EN 50014: 1977 A1 to A5, EN 50020: 1977 A1 to A5 | -
Flammable Liquid Dispensing Device |  | VEGA Grieshaber KG | Signal Conditioning Instrument | VEGAMET 514 EX | EN 50014: 1977 A1 to A5, EN 50020: 1977 A1 to A5 | -
Flammable Liquid Dispensing Device |  | VEGA Grieshaber KG | Signal Conditioning Instrument | VEGAMET 514 N EX | EN 50014: 1977 A1 to A5, EN 50020: 1977 A1 to A5 | -
Flammable Liquid Dispensing Device |  | VEGA Grieshaber KG | Signal Conditioning Instrument | VEGAMET 514 N S1 EX | EN 50014: 1977 A1 to A5, EN 50020: 1977 A1 to A5 | -
Flammable Liquid Dispensing Device |  | VEGA Grieshaber KG | Signal Conditioning Instrument | VEGAMET 514 S1 EX | EN 50014: 1977 A1 to A5, EN 50020: 1977 A1 to A5 | -
Flammable Liquid Dispensing Device |  | VEGA Grieshaber KG | Signal Conditioning Instrument | VEGAMET 514D EX | EN 50014: 1977 A1 to A5, EN 50020: 1977 A1 to A5 | -
Flammable Liquid Dispensing Device |  | VEGA Grieshaber KG | Signal Conditioning Instrument | VEGAMET 514D N EX | EN 50014: 1977 A1 to A5, EN 50020: 1977 A1 to A5 | -
Flammable Liquid Dispensing Device |  | VEGA Grieshaber KG | Signal Conditioning Instrument | VEGAMET 515 EX | EN 50014: 1977 A1 to A5, EN 50020: 1977 A1 to A5 | -
Flammable Liquid Dispensing Device |  | VEGA Grieshaber KG | Signal Conditioning Instrument | VEGAMET 515 N EX | EN 50014: 1977 A1 to A5, EN 50020: 1977 A1 to A5 | -
Flammable Liquid Dispensing Device |  | VEGA Grieshaber KG | Signal Conditioning Instrument | VEGAMET 544 EX | EN 50014: 1977 A1 to A5, EN 50020: 1977 A1 to A5 | -
Flammable Liquid Dispensing Device |  | Vega/Germany | Fuel Level Sensor | 117 Ex | PTB | -
Flammable Liquid Dispensing Device |  | Vega/Germany | Fuel Level Sensor | 12.42 Ex | PTB | -
Flammable Liquid Dispensing Device |  | Vega/Germany | Flow switch | 68 ExN | PTB | -
Flammable Liquid Dispensing Device |  | Wayne Division Dresser Industries Inc. | Powered-operated Flammable Liquid Dispensing Devices | 1/V387D1/GQYZ4 | UL 87 | -
Flammable Liquid Dispensing Device |  | Wayne Division Dresser Industries Inc. | Powered-operated Flammable Liquid Dispensing Devices | 1/V387D1/GSWQYZ4 | UL 87 | -
Flammable Liquid Dispensing Device |  | Wayne Division Dresser Industries Inc. | Powered-operated Flammable Liquid Dispensing Devices | 1/V387D1/GSWZ4 | UL 87 | -
Flammable Liquid Dispensing Device |  | Wayne Division Dresser Industries Inc. | Powered-operated Flammable Liquid Dispensing Devices | 1/V387D4/GQYZ4 | UL 87 | -
Flammable Liquid Dispensing Device |  | Wayne Division Dresser Industries Inc. | Powered-operated Flammable Liquid Dispensing Devices | 1/V387D4/GSWQYZ4 | UL 87 | -
Flammable Liquid Dispensing Device |  | Wayne Division Dresser Industries Inc. | Powered-operated Flammable Liquid Dispensing Devices | 1/V387D4/GSWZ4 | UL 87 | -
Flammable Liquid Dispensing Device |  | Wayne Division Dresser Industries Inc. | Powered-operated Flammable Liquid Dispensing Devices | 1/V387P1/GQYZ4 | UL 87 | -
Flammable Liquid Dispensing Device |  | Wayne Division Dresser Industries Inc. | Powered-operated Flammable Liquid Dispensing Devices | 1/V387P1/GSWQYZ4 | UL 87 | -
Flammable Liquid Dispensing Device |  | Wayne Division Dresser Industries Inc. | Powered-operated Flammable Liquid Dispensing Devices | 1/V387P1/GSWZ4 | UL 87 | -
Flammable Liquid Dispensing Device |  | Wayne Division Dresser Industries Inc. | Powered-operated Flammable Liquid Dispensing Devices | 1/V387P4/GQYZ4 | UL 87 | -
Flammable Liquid Dispensing Device |  | Wayne Division Dresser Industries Inc. | Powered-operated Flammable Liquid Dispensing Devices | 1/V387P4/GSWQYZ4 | UL 87 | -
Flammable Liquid Dispensing Device |  | Wayne Division Dresser Industries Inc. | Powered-operated Flammable Liquid Dispensing Devices | 1/V387P4/GSWZ4 | UL 87 | -
Flammable Liquid Dispensing Device |  | Wayne Division Dresser Industries Inc. | Powered-operated Flammable Liquid Dispensing Devices | 1/V388D1/GQYZ4 | UL 87 | -
Flammable Liquid Dispensing Device |  | Wayne Division Dresser Industries Inc. | Powered-operated Flammable Liquid Dispensing Devices | 1/V388D1/GSWQYZ4 | UL 87 | -
Flammable Liquid Dispensing Device |  | Wayne Division Dresser Industries Inc. | Powered-operated Flammable Liquid Dispensing Devices | 1/V388D1/GSWZ4 | UL 87 | -
Flammable Liquid Dispensing Device |  | Wayne Division Dresser Industries Inc. | Powered-operated Flammable Liquid Dispensing Devices | 1/V388D4/GQYZ4 | UL 87 | -
Flammable Liquid Dispensing Device |  | Wayne Division Dresser Industries Inc. | Powered-operated Flammable Liquid Dispensing Devices | 1/V388D4/GSWQYZ4 | UL 87 | -
Flammable Liquid Dispensing Device |  | Wayne Division Dresser Industries Inc. | Powered-operated Flammable Liquid Dispensing Devices | 1/V388D4/GSWZ4 | UL 87 | -
Flammable Liquid Dispensing Device |  | Wayne Division Dresser Industries Inc. | Powered-operated Flammable Liquid Dispensing Devices | 1/V388P1/GQYZ4 | UL 87 | -
Flammable Liquid Dispensing Device |  | Wayne Division Dresser Industries Inc. | Powered-operated Flammable Liquid Dispensing Devices | 1/V388P1/GSWQYZ4 | UL 87 | -
Flammable Liquid Dispensing Device |  | Wayne Division Dresser Industries Inc. | Powered-operated Flammable Liquid Dispensing Devices | 1/V388P1/GSWZ4 | UL 87 | -
Flammable Liquid Dispensing Device |  | Wayne Division Dresser Industries Inc. | Powered-operated Flammable Liquid Dispensing Devices | 1/V388P4/GQYZ4 | UL 87 | -
Flammable Liquid Dispensing Device |  | Wayne Division Dresser Industries Inc. | Powered-operated Flammable Liquid Dispensing Devices | 1/V388P4/GSWQYZ4 | UL 87 | -
Flammable Liquid Dispensing Device |  | Wayne Division Dresser Industries Inc. | Powered-operated Flammable Liquid Dispensing Devices | 1/V388P4/GSWZ4 | UL 87 | -
Flammable Liquid Dispensing Device |  | Wayne Division Dresser Industries Inc. | Powered-operated Flammable Liquid Dispensing Devices | 1/V389D1/GQYZ4 | UL 87 | -
Flammable Liquid Dispensing Device |  | Wayne Division Dresser Industries Inc. | Powered-operated Flammable Liquid Dispensing Devices | 1/V389D1/GSWQYZ4 | UL 87 | -
Flammable Liquid Dispensing Device |  | Wayne Division Dresser Industries Inc. | Powered-operated Flammable Liquid Dispensing Devices | 1/V389D1/GSWZ4 | UL 87 | -
Flammable Liquid Dispensing Device |  | Wayne Division Dresser Industries Inc. | Powered-operated Flammable Liquid Dispensing Devices | 1/V389D4/GQYZ4 | UL 87 | -
Flammable Liquid Dispensing Device |  | Wayne Division Dresser Industries Inc. | Powered-operated Flammable Liquid Dispensing Devices | 1/V389D4/GSWQYZ4 | UL 87 | -
Flammable Liquid Dispensing Device |  | Wayne Division Dresser Industries Inc. | Powered-operated Flammable Liquid Dispensing Devices | 1/V389D4/GSWZ4 | UL 87 | -
Flammable Liquid Dispensing Device |  | Wayne Division Dresser Industries Inc. | Powered-operated Flammable Liquid Dispensing Devices | 1/V389P1/GQYZ4 | UL 87 | -
Flammable Liquid Dispensing Device |  | Wayne Division Dresser Industries Inc. | Powered-operated Flammable Liquid Dispensing Devices | 1/V389P1/GSWQYZ4 | UL 87 | -
Flammable Liquid Dispensing Device |  | Wayne Division Dresser Industries Inc. | Powered-operated Flammable Liquid Dispensing Devices | 1/V389P1/GSWZ4 | UL 87 | -
Flammable Liquid Dispensing Device |  | Wayne Division Dresser Industries Inc. | Powered-operated Flammable Liquid Dispensing Devices | 1/V389P4/GQYZ4 | UL 87 | -
Flammable Liquid Dispensing Device |  | Wayne Division Dresser Industries Inc. | Powered-operated Flammable Liquid Dispensing Devices | 1/V389P4/GSWQYZ4 | UL 87 | -
Flammable Liquid Dispensing Device |  | Wayne Division Dresser Industries Inc. | Powered-operated Flammable Liquid Dispensing Devices | 1/V389P4/GSWZ4 | UL 87 | -
Flammable Liquid Dispensing Device |  | Wayne Division Dresser Industries Inc. | Powered-operated Flammable Liquid Dispensing Devices | 1/V390D1/GQYZ4 | UL 87 | -
Flammable Liquid Dispensing Device |  | Wayne Division Dresser Industries Inc. | Powered-operated Flammable Liquid Dispensing Devices | 1/V390D1/GSWQYZ4 | UL 87 | -
Flammable Liquid Dispensing Device |  | Wayne Division Dresser Industries Inc. | Powered-operated Flammable Liquid Dispensing Devices | 1/V390D1/GSWZ4 | UL 87 | -
Flammable Liquid Dispensing Device |  | Wayne Division Dresser Industries Inc. | Powered-operated Flammable Liquid Dispensing Devices | 1/V390D4/GQYZ4 | UL 87 | -
Flammable Liquid Dispensing Device |  | Wayne Division Dresser Industries Inc. | Powered-operated Flammable Liquid Dispensing Devices | 1/V390D4/GSWQYZ4 | UL 87 | -
Flammable Liquid Dispensing Device |  | Wayne Division Dresser Industries Inc. | Powered-operated Flammable Liquid Dispensing Devices | 1/V390D4/GSWZ4 | UL 87 | -
Flammable Liquid Dispensing Device |  | Wayne Division Dresser Industries Inc. | Powered-operated Flammable Liquid Dispensing Devices | 1/V390P1/GQYZ4 | UL 87 | -
Flammable Liquid Dispensing Device |  | Wayne Division Dresser Industries Inc. | Powered-operated Flammable Liquid Dispensing Devices | 1/V390P1/GSWQYZ4 | UL 87 | -
Flammable Liquid Dispensing Device |  | Wayne Division Dresser Industries Inc. | Powered-operated Flammable Liquid Dispensing Devices | 1/V390P1/GSWZ4 | UL 87 | -
Flammable Liquid Dispensing Device |  | Wayne Division Dresser Industries Inc. | Powered-operated Flammable Liquid Dispensing Devices | 1/V390P4/GQYZ4 | UL 87 | -
Flammable Liquid Dispensing Device |  | Wayne Division Dresser Industries Inc. | Powered-operated Flammable Liquid Dispensing Devices | 1/V390P4/GSWQYZ4 | UL 87 | -
Flammable Liquid Dispensing Device |  | Wayne Division Dresser Industries Inc. | Powered-operated Flammable Liquid Dispensing Devices | 1/V390P4/GSWZ4 | UL 87 | -
Flammable Liquid Dispensing Device |  | Wayne Division Dresser Industries Inc. | Powered-operated Flammable Liquid Dispensing Devices | 1/V399D1/GQYZ4 | UL 87 | -
Flammable Liquid Dispensing Device |  | Wayne Division Dresser Industries Inc. | Powered-operated Flammable Liquid Dispensing Devices | 1/V399D1/GSWQYZ4 | UL 87 | -
Flammable Liquid Dispensing Device |  | Wayne Division Dresser Industries Inc. | Powered-operated Flammable Liquid Dispensing Devices | 1/V399D1/GSWZ4 | UL 87 | -
Flammable Liquid Dispensing Device |  | Wayne Division Dresser Industries Inc. | Powered-operated Flammable Liquid Dispensing Devices | 1/V399D4/GQYZ4 | UL 87 | -
Flammable Liquid Dispensing Device |  | Wayne Division Dresser Industries Inc. | Powered-operated Flammable Liquid Dispensing Devices | 1/V399D4/GSWQYZ4 | UL 87 | -
Flammable Liquid Dispensing Device |  | Wayne Division Dresser Industries Inc. | Powered-operated Flammable Liquid Dispensing Devices | 1/V399D4/GSWZ4 | UL 87 | -
Flammable Liquid Dispensing Device |  | Wayne Division Dresser Industries Inc. | Powered-operated Flammable Liquid Dispensing Devices | 1/V399P1/GQYZ4 | UL 87 | -
Flammable Liquid Dispensing Device |  | Wayne Division Dresser Industries Inc. | Powered-operated Flammable Liquid Dispensing Devices | 1/V399P1/GSWQYZ4 | UL 87 | -
Flammable Liquid Dispensing Device |  | Wayne Division Dresser Industries Inc. | Powered-operated Flammable Liquid Dispensing Devices | 1/V399P1/GSWZ4 | UL 87 | -
Flammable Liquid Dispensing Device |  | Wayne Division Dresser Industries Inc. | Powered-operated Flammable Liquid Dispensing Devices | 1/V399P4/GQYZ4 | UL 87 | -
Flammable Liquid Dispensing Device |  | Wayne Division Dresser Industries Inc. | Powered-operated Flammable Liquid Dispensing Devices | 1/V399P4/GSWQYZ4 | UL 87 | -
Flammable Liquid Dispensing Device |  | Wayne Division Dresser Industries Inc. | Powered-operated Flammable Liquid Dispensing Devices | 1/V399P4/GSWZ4 | UL 87 | -
Flammable Liquid Dispensing Device |  | Wayne Division Dresser Industries Inc. | Customer-Activated Terminal | 882733-001 | UL 1238 | -
Flammable Liquid Dispensing Device |  | Wayne Division Dresser Industries Inc. | Customer-Activated Terminal | 882733-002 | UL 1238 | -
Flammable Liquid Dispensing Device |  | Wayne Division Dresser Industries Inc. | Customer-Activated Terminal | 882733-003 | UL 1238 | -
Flammable Liquid Dispensing Device |  | Wayne Division Dresser Industries Inc. | Customer-Activated Terminal | 882733-005 | UL 1238 | -
Flammable Liquid Dispensing Device |  | Wayne Division Dresser Industries Inc. | Customer-Activated Terminal | 882733-006 | UL 1238 | -
Flammable Liquid Dispensing Device |  | Wayne Division Dresser Industries Inc. | Customer-Activated Terminal | 882733-007 | UL 1238 | -
Flammable Liquid Dispensing Device |  | Wayne Division Dresser Industries Inc. | Customer-Activated Terminal | 882733-008 | UL 1238 | -
Flammable Liquid Dispensing Device |  | Wayne Division Dresser Industries Inc. | Customer-Activated Terminal | 882733-009 | UL 1238 | -
Flammable Liquid Dispensing Device |  | Wayne Division Dresser Industries Inc. | Customer-Activated Terminal | 882733-010 | UL 1238 | -
Flammable Liquid Dispensing Device |  | Wayne Division Dresser Industries Inc. | Customer-Activated Terminal | 882733-011 | UL 1238 | -
Flammable Liquid Dispensing Device |  | Wayne Division Dresser Industries Inc. | Customer-Activated Terminal | 882733-012 | UL 1238 | -
Flammable Liquid Dispensing Device |  | Wayne Division Dresser Industries Inc. | Customer-Activated Terminal | 882733-0'13 | UL 1238 | -
Flammable Liquid Dispensing Device |  | Wayne Division Dresser Industries Inc. | Customer-Activated Terminal | 882733-014 | UL 1238 | -
Flammable Liquid Dispensing Device |  | Wayne Division Dresser Industries Inc. | Customer-Activated Terminal | 882733-015 | UL 1238 | -
Flammable Liquid Dispensing Device |  | Wayne Division Dresser Industries Inc. | Customer-Activated Terminal | 882733-016 | UL 1238 | -
Flammable Liquid Dispensing Device |  | Wayne Division Dresser Industries Inc. | Customer-Activated Terminal | 882733-017 | UL 1238 | -
Flammable Liquid Dispensing Device |  | Wayne Division Dresser Industries Inc. | Customer-Activated Terminal | 882733-018 | UL 1238 | -
Flammable Liquid Dispensing Device |  | Wayne Division Dresser Industries Inc. | Customer-Activated Terminal | 882733-019 | UL 1238 | -
Flammable Liquid Dispensing Device |  | Wayne Division Dresser Industries Inc. | Customer-Activated Terminal | 882733-020 | UL 1238 | -
Flammable Liquid Dispensing Device |  | Wayne Division Dresser Industries Inc. | Customer-Activated Terminal | 882733-021 | UL 1238 | -
Flammable Liquid Dispensing Device |  | Wayne Division Dresser Industries Inc. | Customer-Activated Terminal | 882733-022 | UL 1238 | -
Flammable Liquid Dispensing Device |  | Wayne Division Dresser Industries Inc. | Powered-operated Flammable Liquid Dispensing Devices | HKA/V390 | UL | -
Flammable Liquid Dispensing Device |  | Wayne Division Dresser Industries Inc. | Powered-operated Flammable Liquid Dispensing Devices | P4/QYZ4 | UL | -
Flammable Liquid Dispensing Device |  | Wayne Division Dresser Industries Inc. | Powered-operated Flammable Liquid Dispensing Devices | V387D1/GQYZE | UL 87 | -
Flammable Liquid Dispensing Device |  | Wayne Division Dresser Industries Inc. | Powered-operated Flammable Liquid Dispensing Devices | V387D1/GSWQYZ4 | UL 87 | -
Flammable Liquid Dispensing Device |  | Wayne Division Dresser Industries Inc. | Powered-operated Flammable Liquid Dispensing Devices | V387D1/GSWZ4 | UL 87 | -
Flammable Liquid Dispensing Device |  | Wayne Division Dresser Industries Inc. | Powered-operated Flammable Liquid Dispensing Devices | V387D4/GQYZ4 | UL 87 | -
Flammable Liquid Dispensing Device |  | Wayne Division Dresser Industries Inc. | Powered-operated Flammable Liquid Dispensing Devices | V387D4/GSWQYZ4 | UL 87 | -
Flammable Liquid Dispensing Device |  | Wayne Division Dresser Industries Inc. | Powered-operated Flammable Liquid Dispensing Devices | V387D4/GSWZ4 | UL 87 | -
Flammable Liquid Dispensing Device |  | Wayne Division Dresser Industries Inc. | Powered-operated Flammable Liquid Dispensing Devices | V387P1/GQYZ4 | UL 87 | -
Flammable Liquid Dispensing Device |  | Wayne Division Dresser Industries Inc. | Powered-operated Flammable Liquid Dispensing Devices | V387P1/GSWQYZ4 | UL 87 | -
Flammable Liquid Dispensing Device |  | Wayne Division Dresser Industries Inc. | Powered-operated Flammable Liquid Dispensing Devices | V387P1/GSWZ4 | UL 87 | -
Flammable Liquid Dispensing Device |  | Wayne Division Dresser Industries Inc. | Powered-operated Flammable Liquid Dispensing Devices | V387P4/GQYZ4 | UL 87 | -
Flammable Liquid Dispensing Device |  | Wayne Division Dresser Industries Inc. | Powered-operated Flammable Liquid Dispensing Devices | V387P4/GQYZ4 | UL 87 | -
Flammable Liquid Dispensing Device |  | Wayne Division Dresser Industries Inc. | Powered-operated Flammable Liquid Dispensing Devices | V387P4/GSWQYZ4 | UL 87 | -
Flammable Liquid Dispensing Device |  | Wayne Division Dresser Industries Inc. | Powered-operated Flammable Liquid Dispensing Devices | V388D1/GQYZE | UL 87 | -
Flammable Liquid Dispensing Device |  | Wayne Division Dresser Industries Inc. | Powered-operated Flammable Liquid Dispensing Devices | V388D1/GSWQYZ4 | UL 87 | -
Flammable Liquid Dispensing Device |  | Wayne Division Dresser Industries Inc. | Powered-operated Flammable Liquid Dispensing Devices | V388D1/GSWZ4 | UL 87 | -
Flammable Liquid Dispensing Device |  | Wayne Division Dresser Industries Inc. | Powered-operated Flammable Liquid Dispensing Devices | V388D4/GQYZ4 | UL 87 | -
Flammable Liquid Dispensing Device |  | Wayne Division Dresser Industries Inc. | Powered-operated Flammable Liquid Dispensing Devices | V388D4/GSWQYZ4 | UL 87 | -
Flammable Liquid Dispensing Device |  | Wayne Division Dresser Industries Inc. | Powered-operated Flammable Liquid Dispensing Devices | V388D4/GSWZ4 | UL 87 | -
Flammable Liquid Dispensing Device |  | Wayne Division Dresser Industries Inc. | Powered-operated Flammable Liquid Dispensing Devices | V388P1/GQYZ4 | UL 87 | -
Flammable Liquid Dispensing Device |  | Wayne Division Dresser Industries Inc. | Powered-operated Flammable Liquid Dispensing Devices | V388P1/GSWQYZ4 | UL 87 | -
Flammable Liquid Dispensing Device |  | Wayne Division Dresser Industries Inc. | Powered-operated Flammable Liquid Dispensing Devices | V388P1/GSWZ4 | UL 87 | -
Flammable Liquid Dispensing Device |  | Wayne Division Dresser Industries Inc. | Powered-operated Flammable Liquid Dispensing Devices | V388P4/GQYZ4 | UL 87 | -
Flammable Liquid Dispensing Device |  | Wayne Division Dresser Industries Inc. | Powered-operated Flammable Liquid Dispensing Devices | V388P4/GQYZ4 | UL 87 | -
Flammable Liquid Dispensing Device |  | Wayne Division Dresser Industries Inc. | Powered-operated Flammable Liquid Dispensing Devices | V388P4/GSWQYZ4 | UL 87 | -
Flammable Liquid Dispensing Device |  | Wayne Division Dresser Industries Inc. | Powered-operated Flammable Liquid Dispensing Devices | V389D1/GQYZE | UL 87 | -
Flammable Liquid Dispensing Device |  | Wayne Division Dresser Industries Inc. | Powered-operated Flammable Liquid Dispensing Devices | V389D1/GSWQYZ4 | UL 87 | -
Flammable Liquid Dispensing Device |  | Wayne Division Dresser Industries Inc. | Powered-operated Flammable Liquid Dispensing Devices | V389D1/GSWZ4 | UL 87 | -
Flammable Liquid Dispensing Device |  | Wayne Division Dresser Industries Inc. | Powered-operated Flammable Liquid Dispensing Devices | V389D4/GQYZ4 | UL 87 | -
Flammable Liquid Dispensing Device |  | Wayne Division Dresser Industries Inc. | Powered-operated Flammable Liquid Dispensing Devices | V389D4/GSWQYZ4 | UL 87 | -
Flammable Liquid Dispensing Device |  | Wayne Division Dresser Industries Inc. | Powered-operated Flammable Liquid Dispensing Devices | V389D4/GSWZ4 | UL 87 | -
Flammable Liquid Dispensing Device |  | Wayne Division Dresser Industries Inc. | Powered-operated Flammable Liquid Dispensing Devices | V389P1/GQYZ4 | UL 87 | -
Flammable Liquid Dispensing Device |  | Wayne Division Dresser Industries Inc. | Powered-operated Flammable Liquid Dispensing Devices | V389P1/GSWQYZ4 | UL 87 | -
Flammable Liquid Dispensing Device |  | Wayne Division Dresser Industries Inc. | Powered-operated Flammable Liquid Dispensing Devices | V389P1/GSWZ4 | UL 87 | -
Flammable Liquid Dispensing Device |  | Wayne Division Dresser Industries Inc. | Powered-operated Flammable Liquid Dispensing Devices | V389P4/GQYZ4 | UL 87 | -
Flammable Liquid Dispensing Device |  | Wayne Division Dresser Industries Inc. | Powered-operated Flammable Liquid Dispensing Devices | V389P4/GQYZ4 | UL 87 | -
Flammable Liquid Dispensing Device |  | Wayne Division Dresser Industries Inc. | Powered-operated Flammable Liquid Dispensing Devices | V389P4/GSWQYZ4 | UL 87 | -
Flammable Liquid Dispensing Device |  | Wayne Division Dresser Industries Inc. | Powered-operated Flammable Liquid Dispensing Devices | V390D1/GQYZ4 | UL 87 | -
Flammable Liquid Dispensing Device |  | Wayne Division Dresser Industries Inc. | Flammable Liquid Dispensing Device, Power Operated | V390D1/GS | UL | -
Flammable Liquid Dispensing Device |  | Wayne Division Dresser Industries Inc. | Powered-operated Flammable Liquid Dispensing Devices | V390D1/GSWQYZ4 | UL 87 | -
Flammable Liquid Dispensing Device |  | Wayne Division Dresser Industries Inc. | Powered-operated Flammable Liquid Dispensing Devices | V390D1/GSWZ4 | UL 87 | -
Flammable Liquid Dispensing Device |  | Wayne Division Dresser Industries Inc. | Powered-operated Flammable Liquid Dispensing Devices | V390D4/GQYZ4 | UL 87 | -
Flammable Liquid Dispensing Device |  | Wayne Division Dresser Industries Inc. | Powered-operated Flammable Liquid Dispensing Devices | V390D4/GSWQYZ4 | UL 87 | -
Flammable Liquid Dispensing Device |  | Wayne Division Dresser Industries Inc. | Powered-operated Flammable Liquid Dispensing Devices | V390D4/GSWZ4 | UL 87 | -
Flammable Liquid Dispensing Device |  | Wayne Division Dresser Industries Inc. | Flammable Liquid Dispensing Device, Power Operated | V390D4/QY | UL | -
Flammable Liquid Dispensing Device |  | Wayne Division Dresser Industries Inc. | Powered-operated Flammable Liquid Dispensing Devices | V390P1/GQYZ4 | UL 87 | -
Flammable Liquid Dispensing Device |  | Wayne Division Dresser Industries Inc. | Flammable Liquid Dispensing Device, Power Operated | V390P1/GS | UL | -
Flammable Liquid Dispensing Device |  | Wayne Division Dresser Industries Inc. | Powered-operated Flammable Liquid Dispensing Devices | V390P1/GSWQYZ4 | UL 87 | -
Flammable Liquid Dispensing Device |  | Wayne Division Dresser Industries Inc. | Powered-operated Flammable Liquid Dispensing Devices | V390P1/GSWZ4 | UL 87 | -
Flammable Liquid Dispensing Device |  | Wayne Division Dresser Industries Inc. | Powered-operated Flammable Liquid Dispensing Devices | V390P4/GQYZ4 | UL 87 | -
Flammable Liquid Dispensing Device |  | Wayne Division Dresser Industries Inc. | Powered-operated Flammable Liquid Dispensing Devices | V390P4/GSWQYZ4 | UL 87 | -
Flammable Liquid Dispensing Device |  | Wayne Division Dresser Industries Inc. | Powered-operated Flammable Liquid Dispensing Devices | V390P4/GSWZ4 | UL 87 | -
Flammable Liquid Dispensing Device |  | Wayne Division Dresser Industries Inc. | Flammable Liquid Dispensing Device, Power Operated | V390P4/QY | UL | -
Flammable Liquid Dispensing Device |  | Wayne Division Dresser Industries Inc. | Powered-operated Flammable Liquid Dispensing Devices | V399D1/GQYZ4 | UL 87 | -
Flammable Liquid Dispensing Device |  | Wayne Division Dresser Industries Inc. | Flammable Liquid Dispensing Device, Power Operated | V399D1/GS | UL | -
Flammable Liquid Dispensing Device |  | Wayne Division Dresser Industries Inc. | Powered-operated Flammable Liquid Dispensing Devices | V399D1/GSWQYZ4 | UL 87 | -
Flammable Liquid Dispensing Device |  | Wayne Division Dresser Industries Inc. | Powered-operated Flammable Liquid Dispensing Devices | V399D1/GSWZ4 | UL 87 | -
Flammable Liquid Dispensing Device |  | Wayne Division Dresser Industries Inc. | Powered-operated Flammable Liquid Dispensing Devices | V399D4/GQYZ4 | UL 87 | -
Flammable Liquid Dispensing Device |  | Wayne Division Dresser Industries Inc. | Powered-operated Flammable Liquid Dispensing Devices | V399D4/GSWQYZ4 | UL 87 | -
Flammable Liquid Dispensing Device |  | Wayne Division Dresser Industries Inc. | Powered-operated Flammable Liquid Dispensing Devices | V399D4/GSWZ4 | UL 87 | -
Flammable Liquid Dispensing Device |  | Wayne Division Dresser Industries Inc. | Powered-operated Flammable Liquid Dispensing Devices | V399P1/GQYZ4 | UL 87 | -
Flammable Liquid Dispensing Device |  | Wayne Division Dresser Industries Inc. | Flammable Liquid Dispensing Device, Power Operated | V399P1/GS | UL | -
Flammable Liquid Dispensing Device |  | Wayne Division Dresser Industries Inc. | Powered-operated Flammable Liquid Dispensing Devices | V399P1/GSWQYZ4 | UL 87 | -
Flammable Liquid Dispensing Device |  | Wayne Division Dresser Industries Inc. | Powered-operated Flammable Liquid Dispensing Devices | V399P1/GSWZ4 | UL 87 | -
Flammable Liquid Dispensing Device |  | Wayne Division Dresser Industries Inc. | Powered-operated Flammable Liquid Dispensing Devices | V399P4/GQYZ4 | UL 87 | -
Flammable Liquid Dispensing Device |  | Wayne Division Dresser Industries Inc. | Powered-operated Flammable Liquid Dispensing Devices | V399P4/GSWQYZ4 | UL 87 | -
Flammable Liquid Dispensing Device |  | Wayne Division Dresser Industries Inc. | Powered-operated Flammable Liquid Dispensing Devices | V399P4/GSWZ4 | UL 87 | -
Flammable Liquid Dispensing Device |  | Western Electric Australia Pty Ltd. | Three Phase Motors | 1D100 | AS 2380.1-1989, AS 2380.6-1988 | -
Flammable Liquid Dispensing Device |  | Western Electric Australia Pty Ltd. | Three Phase Motors | 1D100L 1-4 | AS 2380.1-1989, AS 2380.6-1988 | -
Flammable Liquid Dispensing Device |  | Western Electric Australia Pty Ltd. | Three Phase Motors | 1D112 | AS 2380.1-1989, AS 2380.6-1988 | -
Flammable Liquid Dispensing Device |  | Western Electric Australia Pty Ltd. | Three Phase Motors | 1D132 | AS 2380.1-1989, AS 2380.6-1988 | -
Flammable Liquid Dispensing Device |  | Western Electric Australia Pty Ltd. | Three Phase Motors | 1D160 | AS 2380.1-1989, AS 2380.6-1988 | -
Flammable Liquid Dispensing Device |  | Western Electric Australia Pty Ltd. | Three Phase Motors | 1D180 | AS 2380.1-1989, AS 2380.6-1988 | -
Flammable Liquid Dispensing Device |  | Western Electric Australia Pty Ltd. | Three Phase Motors | 1D200 | AS 2380.1-1989, AS 2380.6-1988 | -
Flammable Liquid Dispensing Device |  | Western Electric Australia Pty Ltd. | Three Phase Motors | 1D80 | AS 2380.1-1989, AS 2380.6-1988 | -
Flammable Liquid Dispensing Device |  | Western Electric Australia Pty Ltd. | Three Phase Motors | 1D90 | AS 2380.1-1989, AS 2380.6-1988 | -
Flammable Liquid Dispensing Device |  | Williarm M. Wilson's Sons Inc. | Sunction Pump | 9152TW-2C | UL 87, UL 1238 | -
Flammable Liquid Dispensing Device |  | 上海切克斯機械有限公司 | Electronic Fuel Dispensers | 1721D | GB 383'6.1-83, GB 383'6.2-83, GB 383'6.4-83 | -
Flammable Liquid Dispensing Device |  | 上海切克斯機械有限公司 | Electronic Fuel Dispensers | 1721P | GB 383'6.1-83, GB 383'6.2-83, GB 383'6.4-83 | -
Flammable Liquid Dispensing Device |  | 上海切克斯機械有限公司 | Electronic Fuel Dispensers | 1722D | GB 383'6.1-83, GB 383'6.2-83, GB 383'6.4-83 | -
Flammable Liquid Dispensing Device |  | 上海切克斯機械有限公司 | Electronic Fuel Dispensers | 1722P | GB 383'6.1-83, GB 383'6.2-83, GB 383'6.4-83 | -
Flammable Liquid Dispensing Device |  | 上海切克斯機械有限公司 | Electronic Fuel Dispensers | 1723D | GB 383'6.1-83, GB 383'6.2-83, GB 383'6.4-83 | -
Flammable Liquid Dispensing Device |  | 上海切克斯機械有限公司 | Electronic Fuel Dispensers | 1723P | GB 383'6.1-83, GB 383'6.2-83, GB 383'6.4-83 | -
Flammable Liquid Dispensing Device |  | 上海切克斯機械有限公司 | Electronic Fuel Dispensers | 1781D | GB 383'6.1-83, GB 383'6.2-83, GB 383'6.4-83 | -
Flammable Liquid Dispensing Device |  | 上海切克斯機械有限公司 | Electronic Fuel Dispensers | 1781DZ | GB 383'6.1-83, GB 383'6.2-83, GB 383'6.4-83 | -
Flammable Liquid Dispensing Device |  | 上海切克斯機械有限公司 | Electronic Fuel Dispensers | 1781P | GB 383'6.1-83, GB 383'6.2-83, GB 383'6.4-83 | -
Flammable Liquid Dispensing Device |  | 上海切克斯機械有限公司 | Electronic Fuel Dispensers | 1781PZ | GB 383'6.1-83, GB 383'6.2-83, GB 383'6.4-83 | -
Flammable Liquid Dispensing Device |  | 上海切克斯機械有限公司 | Electronic Fuel Dispensers | 1782D | GB 383'6.1-83, GB 383'6.2-83, GB 383'6.4-83 | -
Flammable Liquid Dispensing Device |  | 上海切克斯機械有限公司 | Electronic Fuel Dispensers | 1782DZ | GB 383'6.1-83, GB 383'6.2-83, GB 383'6.4-83 | -
Flammable Liquid Dispensing Device |  | 上海切克斯機械有限公司 | Electronic Fuel Dispensers | 1782P | GB 383'6.1-83, GB 383'6.2-83, GB 383'6.4-83 | -
Flammable Liquid Dispensing Device |  | 上海切克斯機械有限公司 | Electronic Fuel Dispensers | 1782PZ | GB 383'6.1-83, GB 383'6.2-83, GB 383'6.4-83 | -
Flammable Liquid Dispensing Device |  | 上海切克斯機械有限公司 | Electronic Fuel Dispensers | 1783D | GB 383'6.1-83, GB 383'6.2-83, GB 383'6.4-83 | -
Flammable Liquid Dispensing Device |  | 上海切克斯機械有限公司 | Electronic Fuel Dispensers | 1783DZ | GB 383'6.1-83, GB 383'6.2-83, GB 383'6.4-83 | -
Flammable Liquid Dispensing Device |  | 上海切克斯機械有限公司 | Electronic Fuel Dispensers | 1783P | GB 383'6.1-83, GB 383'6.2-83, GB 383'6.4-83 | -
Flammable Liquid Dispensing Device |  | 上海切克斯機械有限公司 | Electronic Fuel Dispensers | 1783PZ | GB 383'6.1-83, GB 383'6.2-83, GB 383'6.4-83 | -
Flammable Liquid Dispensing Device |  | 上海切克斯機械有限公司 | Electronic Fuel Dispensers | 1784DZ | GB 383'6.1-83, GB 383'6.2-83, GB 383'6.4-83 | -
Flammable Liquid Dispensing Device |  | 上海切克斯機械有限公司 | Electronic Fuel Dispensers | 1784PZ | GB 383'6.1-83, GB 383'6.2-83, GB 383'6.4-83 | -
Flammable Liquid Dispensing Device |  | 上海切克斯機械有限公司 | Electronic Fuel Dispensers | 1785DZ | GB 383'6.1-83, GB 383'6.2-83, GB 383'6.4-83 | -
Flammable Liquid Dispensing Device |  | 上海切克斯機械有限公司 | Electronic Fuel Dispensers | 1785PZ | GB 383'6.1-83, GB 383'6.2-83, GB 383'6.4-83 | -
Flammable Liquid Dispensing Device |  | 上海切克斯機械有限公司 | Electronic Fuel Dispensers | 1786DZ | GB 383'6.1-83, GB 383'6.2-83, GB 383'6.4-83 | -
Flammable Liquid Dispensing Device |  | 上海切克斯機械有限公司 | Electronic Fuel Dispensers | 1786PZ | GB 383'6.1-83, GB 383'6.2-83, GB 383'6.4-83 | -
Flammable Liquid Dispensing Device |  | 上海切克斯機械有限公司 | Electronic Fuel Dispensers | 1787DZ | GB 383'6.1-83, GB 383'6.2-83, GB 383'6.4-83 | -
Flammable Liquid Dispensing Device |  | 上海切克斯機械有限公司 | Electronic Fuel Dispensers | 1787PZ | GB 383'6.1-83, GB 383'6.2-83, GB 383'6.4-83 | -
Flammable Liquid Dispensing Device |  | 上海切克斯機械有限公司 | Electronic Fuel Dispensers | 1788DZ | GB 383'6.1-83, GB 383'6.2-83, GB 383'6.4-83 | -
Flammable Liquid Dispensing Device |  | 上海切克斯機械有限公司 | Electronic Fuel Dispensers | 1789DZ | GB 383'6.1-83, GB 383'6.2-83, GB 383'6.4-83 | -
Flammable Liquid Dispensing Device |  | 上海切克斯機械有限公司 | Electronic Fuel Dispensers | 1789PZ | GB 383'6.1-83, GB 383'6.2-83, GB 383'6.4-83 | -
Flammable Liquid Dispensing Device |  |  | Leak Detection System | TT-1000 |  | -
Flammable Liquid Dispensing Device |  |  | Leak Detection System | TT-3000 |  | -
Flammable Liquid Dispensing Device |  |  | Leak Detection System | TT-5000 |  | -
Flammable Liquid Dispensing Device |  |  | Leak Detection System | TTA-1-UL |  | -
Flammable Liquid Dispensing Device |  |  | Leak Detection System | TTG-4,-8,-12 |  | -
Flammable Liquid Storage Tank |  | Centron Corp. | Glass Fiber reinforced pipe and fittings |  |  | -
Flammable Liquid Storage Tank |  | Chip Ngai Engineering Works Sdn. Bhd. | Underground flammable Liquid Tank |  | UL 58, UL 1746 | -
Flammable Liquid Storage Tank |  | Environ Products Inc. | GeoFlex Nonmetallic Underground Piping |  | UL | -
Flammable Liquid Storage Tank |  | HAZ-Stor or Justrite | Outdoor Flammable and Combustible Liquid Storage Locker | HAZ-Stor: EF02 Justrite: 28520 | FMRC 6049 | -
Flammable Liquid Storage Tank |  | HAZ-Stor or Justrite | Outdoor Flammable and Combustible Liquid Storage Locker | HAZ-Stor: EF04 Justrite: 28540 | FMRC 6049 | -
Flammable Liquid Storage Tank |  | HAZ-Stor or Justrite | Outdoor Flammable and Combustible Liquid Storage Locker | HAZ-Stor: EF06 Justrite: 28560 | FMRC 6049 | -
Flammable Liquid Storage Tank |  | HAZ-Stor or Justrite | Outdoor Flammable and Combustible Liquid Storage Locker | HAZ-Stor: LF02 Justrite: 28320 | FMRC 6049 | -
Flammable Liquid Storage Tank |  | HAZ-Stor or Justrite | Outdoor Flammable and Combustible Liquid Storage Locker | HAZ-Stor: LF04 Justrite: 28340 | FMRC 6049 | -
Flammable Liquid Storage Tank |  | HAZ-Stor or Justrite | Outdoor Flammable and Combustible Liquid Storage Locker | HAZ-Stor: LF06 Justrite: 28360 | FMRC 6049 | -
Flammable Liquid Storage Tank |  | KDG Mobrey Ltd. | Flameproof Level Switch | S275DA/F83 | EN 50014: 1977 A1 to A5, EN 50018: 1977 A1 to A3 | -
Flammable Liquid Storage Tank |  | Marley Pump Co | Tank Management Monitor | ST1400 | UL | -
Flammable Liquid Storage Tank |  | Marley Pump Co | Tank Management Monitor | ST1800 | UL | -
Flammable Liquid Storage Tank |  | PCA Envirotank SDN. BHD | Underground non-metallic tanks |  |  | -
Flammable Liquid Storage Tank |  | Permatank | Double Shell jacketed steel tank for underground storage of flammable or combustible liquids |  | UL 1746, UL 58 | -
Flammable Liquid Storage Tank |  | Petro Technik Ltd. | UPP Underground Non-metallic Carrier Pipe and fittings |  | UL 971 | -
Flammable Liquid Storage Tank |  | Petro Technik Ltd. | UPP Underground Non-metallic Secondary Containment Pipe and Fittings |  | UL 971 | -
Flammable Liquid Storage Tank |  | Petrovend Inc. | Site Sentinel | Model I Automatic Tank Gauging System | UL 1238, CSA C2'3.2 22-M86 | -
Flammable Liquid Storage Tank |  | STP Fiberglass Pty. Ltd. | Glass-fiber reinforced plastic tank wotj 2.4 meter with single wall construction | 10000L | UL | -
Flammable Liquid Storage Tank |  | STP Fiberglass Pty. Ltd. | Glass-fiber reinforced plastic secondary containment tank with | 10000L | UL | -
Flammable Liquid Storage Tank |  | STP Fiberglass Pty. Ltd. | Glass-fiber reinforced plastic tank wotj 2.4 meter with single wall construction | 15000L | UL | -
Flammable Liquid Storage Tank |  | STP Fiberglass Pty. Ltd. | Glass-fiber reinforced plastic secondary containment tank with | 15000L | UL | -
Flammable Liquid Storage Tank |  | STP Fiberglass Pty. Ltd. | Glass-fiber reinforced plastic tank wotj 2.4 meter with single wall construction | 20000L | UL | -
Flammable Liquid Storage Tank |  | STP Fiberglass Pty. Ltd. | Glass-fiber reinforced plastic secondary containment tank with | 20000L | UL | -
Flammable Liquid Storage Tank |  | STP Fiberglass Pty. Ltd. | Glass-fiber reinforced plastic tank wotj 2.4 meter with single wall construction | 25000L | UL | -
Flammable Liquid Storage Tank |  | STP Fiberglass Pty. Ltd. | Glass-fiber reinforced plastic secondary containment tank with | 25000L | UL | -
Flammable Liquid Storage Tank |  | STP Fiberglass Pty. Ltd. | Glass-fiber reinforced plastic tank wotj 2.4 meter with single wall construction | 30000L | UL | -
Flammable Liquid Storage Tank |  | STP Fiberglass Pty. Ltd. | Glass-fiber reinforced plastic secondary containment tank with | 30000L | UL | -
Flammable Liquid Storage Tank |  | STP Fiberglass Pty. Ltd. | Glass-fiber reinforced plastic tank wotj 2.4 meter with single wall construction | 35000L | UL | -
Flammable Liquid Storage Tank |  | STP Fiberglass Pty. Ltd. | Glass-fiber reinforced plastic secondary containment tank with | 35000L | UL | -
Flammable Liquid Storage Tank |  | STP Fiberglass Pty. Ltd. | Glass-fiber reinforced plastic tank wotj 2.4 meter with single wall construction | 40000L | UL | -
Flammable Liquid Storage Tank |  | STP Fiberglass Pty. Ltd. | Glass-fiber reinforced plastic secondary containment tank with | 40000L | UL | -
Flammable Liquid Storage Tank |  | STP Fiberglass Pty. Ltd. | Glass-fiber reinforced plastic tank wotj 2.4 meter with single wall construction | 50000L | UL | -
Flammable Liquid Storage Tank |  | STP Fiberglass Pty. Ltd. | Glass-fiber reinforced plastic secondary containment tank with | 50000L | UL | -
Flammable Liquid Storage Tank |  | STP Fiberglass Pty. Ltd. | Glass-fiber reinforced plastic tank wotj 2.4 meter with single wall construction | 60000L | UL | -
Flammable Liquid Storage Tank |  | STP Malaysia SDN BHD | Underground flammable Liquid Tank | (Jacketed / Glasteel II Model GS-13) | UL 58, UL 1746 | -
Flammable Liquid Storage Tank |  | Veeder-Root | Underground Storage Tank Monitoring System | TLS-350 | UL | -
Flammable Liquid Storage Tank |  | Veeder-Root | Underground Storage Tank Monitoring System | TLS-350 | UL | -
Flammable Liquid Storage Tank |  | Veeder-Root | Underground Storage Tank Monitoring System | TLS-350R | UL | -
Flammable Liquid Storage Tank |  | Western Fiberglass Inc. | Dispenser Mounting Assembly |  |  | -
Flammable Liquid Storage Tank |  | Xerxes Corp. | Glass Fiber reinforced plastic tanks | 12000 GAL | UL 1316 | -
Flammable Liquid Storage Tank |  | Xerxes Corp. | Glass Fiber reinforced plastic tanks | 1500 GAL | UL 1316 | -
Flammable Liquid Storage Tank |  | Xerxes Corp. | Glass Fiber reinforced plastic tanks | 2000 GAL | UL 1316 | -
Flammable Liquid Storage Tank |  | Xerxes Corp. | Glass Fiber reinforced plastic tanks | 2500 GAL | UL 1316 | -
Flammable Liquid Storage Tank |  | Xerxes Corp. | Glass Fiber reinforced plastic tanks | 3000 GAL | UL 1316 | -
Flammable Liquid Storage Tank |  | Xerxes Corp. | Glass Fiber reinforced plastic tanks | 4000 GAL | UL 1316 | -
Flammable Liquid Storage Tank |  | Xerxes Corp. | Glass Fiber reinforced plastic tanks | 6000 GAL | UL 1316 | -
Flammable Liquid Storage Tank |  | Xerxes Corp. | Glass Fiber reinforced plastic tanks | 6000 GAL | UL 1316 | -
Flammable Liquid Storage Tank |  |  | Ultrasonic Inventory Sensor Probe | RE400-016-5 | UL | -
Flammable Liquid Storage Tank |  |  | Ultrasonic Inventory Sensor Probe | RE400-017-5 | UL | -
Flammable Liquid Storage Tank |  |  | Ultrasonic Inventory Sensor Probe | RE400-049-5 | UL | -
Flammable Liquid Storage Tank |  |  | Ultrasonic Inventory Sensor Probe | RE400-050-5 | UL | -
Flammable Liquid Storage Tank |  |  | Ultrasonic Inventory Sensor Probe | RE400-051-5 | UL | -
Flammable Liquid Storage Tank |  |  | Ultrasonic Inventory Sensor Probe | RE400-069-5 | UL | -
Flammable Liquid Storage Tank |  |  | Ultrasonic Inventory Sensor Probe | RE400-108-5 | UL | -
Flammable Liquid Storage Tank |  |  | Ultrasonic Inventory Sensor Probe | RE400-109-5 | UL | -
Flammable Liquid Storage Tank |  |  | Ultrasonic Inventory Sensor Probe | RE400-111-5 | UL | -
Flammable Liquid Storage Tank |  |  | Ultrasonic Inventory Sensor Probe | RE400-117-5 | UL | -
Flammable Liquid Storage Tank |  |  | Ultrasonic Inventory Sensor Probe | RE400-180-5 | UL | -
Flammable Liquid Storage Tank |  |  | Ultrasonic Inventory Sensor Probe | RE400-203-5 | UL | -
Flammable Liquid Storage Tank |  |  | Ultrasonic Inventory Sensor Probe | RE400-219-5 | UL | -
Flammable Liquid Storage Tank |  |  | Ultrasonic Inventory Sensor Probe | RE400-220-5 | UL | -
Flammable Liquid Storage Tank |  |  | Tank Management Monitor | ST0801L | UL | -
Flammable Liquid Storage Tank |  |  | Tank Management Monitor | ST1400 | UL | -
Flammable Liquid Storage Tank |  |  | Tank Management Monitor | ST1401 | UL | -
Flammable Liquid Storage Tank |  |  | Tank Management Monitor | ST1401L | UL | -
Flammable Liquid Storage Tank |  |  | Tank Management Monitor | ST1800 | UL | -
Flammable Liquid Storage Tank |  |  | Tank Management Monitor | ST1801 | UL | -
Other |  | 3M United Kingdom | ScotchSeal Industrial Sealant | 750C | BS 476 VI: 1981, BS 476 VII: 1987 | -
Other |  | Anderson Strathclyde PLC | Junction Unit | E600 | BS 5501 I: 1977 EN 50014, V: 1977 EN 50018 | -
Other |  | Angus Fire Alarm Ltd. | Recessed (SR) Bulb Size 5mm | S(7) | LPC | -
Other |  | Angus Fire Armour Ltd. | Adjustable Recess Sprinkler | Augus Model SR & GW Model SR |  | -
Other |  | Ansul Co | Restaurant Fire Suppression System | R101-10 |  | -
Other |  | Ansul Co | Restaurant Fire Suppression System | R101-20 |  | -
Other |  | Ansul Co | Restaurant Fire Suppression System | R101-30 |  | -
Other |  | Ansul Fire Protection | Clean Agent File Fxtinguishing System Unit utilizing clean agent | "Inergen | UL | -
Other |  | Ansul Inc. | Selector Valve with Electric Solenoid Actuators | 426030 | ANSI/UL 1058 | -
Other |  | Associated Enterprises (Singapore) Pte Ltd. | 2 1/2" Screwed End Type, Bib-nosed Pattern High Pressure Regulating Landing Valve | AE-PRV-1 | BS 5041 I: 1987, 336: 1989 | -
Other |  | Associated Enterprises (Singapore) Pte Ltd. | 2 1/2" diameter Oblique Pattern male BSPT Screw Inlet, Low Pressure Landing Valve | FIG128 | BS 5041 I: 1987 | -
Other |  | Associated Enterprises (Singapore) Pte Ltd. | 2 1/2" Screwed End Type, Right Angle Pattern Landing Valve | FIG129 | BS 5041 I: 1987, 336: 1989 | -
Other |  | Associated Enterprises (Singapore) Pte Ltd. | 150 diameter 4-way Breeching Inlet | FIG135 | BS 5041 III: 1975 | -
Other |  | Associated Enterprises (Singapore) Pte Ltd. | 100 diameter 2-way Breeching Inlet | FIG136 | BS 5041 III: 1975 | -
Other |  | Bolton Brady | Face-fixed fire-resisting roller shutters | 474 | BS 476 22: 1987 | -
Other |  | Bolton Brady | Face fixed fire-resiting rolling shutters | 474 | BS 476 22: 1987 | -
Other |  | Bolton Brady | Face-fixed fire-resisting roller shutters | 474 | BS 476 22: 1987 | -
Other |  | Bolton Brady | Face-fixed fire-resisting roller shutters | 474 | BS 476 22: 1987 | -
Other |  | Bolton Brady | Face-fixed fire-resisting roller shutters | 474 | BS 476 22: 1987 | -
Other |  | Bolton Brady | Face-fixed fire resisting rolling shutter | 474 | BS 476 22: 1987 | -
Other |  | Bolton Brady | Vertically mounted fire-resisting rolling shutters |  | BS 476 22: 1987 | -
Other |  | Bolton Brady | Face-fixed horizontally mounted fire-resisting rolling shutters |  | BS 476 22: 1987 | -
Other |  | Bolton Brady | Vertically mounted fire-resisting rolling shutters(single and double |  | BS 476 22: 1987 | -
Other |  | Bolton Brady | Vertically mounted fire-resisting rolling shutters |  | BS 476 22: 1987 | -
Other |  | Bolton Brady | Fire-resisting collapsible Folding door assemblies | Eurofold | BS 476 22: 1987 | -
Other |  | BT Rolatruc Ltd. | Explosion Proof Powered Stacker Truck | BT Rolatrue LSF 1250E with Pyroban As-3000 Zone 2 protection system | BS 5345 II, BS 5345 IV 19&20 | -
Other |  | Cerberus AG | Terminal System |  | UL | -
Other |  | Cerberus AG | Operator Terminal | CA100-11 | UL | -
Other |  | Cerberus AG | Main Terminal | CCT100-11 | UL | -
Other |  | Cerberus AG | Controller | CF100-02 | UL | -
Other |  | Cerberus AG | Colour Graphics | CG100-11 | UL | -
Other |  | Cerberus AG | Input Module | DC 1151 | EN 54 VII, VdS 2110: 5/1992 | -
Other |  | Cerberus AG | Output Module | DC 1154 | EN 54 VII, VdS 2110: 5/1992 | -
Other |  | Cerberus AG | Control Element | E90CI |  | -
Other |  | Cerberus AG | Master Element | E90MI |  | -
Other |  | Cerberus AG | FM Label Dwg. |  |  | -
Other |  | Cerberus Ltd. | Electronic horns/strobe horns | AEB-24 | UL | -
Other |  | Cerberus Ltd. | Electronic horns/strobe horns | AEB-24S | UL | -
Other |  | Cerberus Ltd. | Electronic horns/strobe horns | AEB-24SH | UL | -
Other |  | Cerberus Ltd. | Electronic horns/strobe horns | AES-24 | UL | -
Other |  | Cerberus Ltd. | Electronic horns/strobe horns | AES-24S | UL | -
Other |  | Cerberus Ltd. | Electronic horns/strobe horns | AES-24SH | UL | -
Other |  | Cerberus Ltd. | Remote Indicator (LED) | DJ 1191 Ex | EN 50014 | -
Other |  | Cerberus Ltd. | Remote Indicator (LED) | DJ 1192 Ex | EN 50014 | -
Other |  | Cerberus Pyrotronics | Identifire Network System | INS2 | UL | -
Other |  | Cerberus SA | High Pressure Container Valve with Actuator | VS 12 f | prEN 12094-4 | -
Other |  | Cerberus SA | High Pressure Container Valve with Actuator | VS 33 | prEN 12094-4 | -
Other |  | Detector Electronics | Controller | R7404B | FMRC | -
Other |  | E I Electronics Ltd. | 12V DC Photoelectric Smoke Detector with Relay | EI 105R3 | BS 5446 I: 2000 | -
Other |  | E I Electronics Ltd. | Round Mains Operated Optical Smoke Alarm | EI 166R | BS 5446 I:: 2000 | -
Other |  | Edward Co Inc. | ESA 2000 System - Analog Loop Controller | 2010-202 | UL | -
Other |  | Edward Co Inc. | ESA 2000 System - Analog Ionization Detector | 6250B-100 | UL | -
Other |  | Edward Co Inc. | ESA 2000 System - Analog Ionization Detector | 6250B-200 | UL | -
Other |  | Edward Co Inc. | ESA 2000 System - Analog Detector Base | 6251B-100 | UL | -
Other |  | Edward Co Inc. | ESA 2000 System - Analog Detector Base c/w Relay | 6251-R100 | UL | -
Other |  | Edward Co Inc. | ESA 2000 System - Analog Ionization Duct Detector | 6264B-100 | UL | -
Other |  | Edward Co Inc. | ESA 2000 System - Analog Ionization Duct Detector | 6264B-200 | UL | -
Other |  | Edward Co Inc. | ESA 2000 System - Analog Photoelectric Duct Detector | 6266B-100 | UL | -
Other |  | Edward Co Inc. | ESA 2000 System - Analog Photoelectric Duct Detector | 6266B-200 | UL | -
Other |  | Edward Co Inc. | ESA 2000 System - Analog Photoelectric Detector | 6270B-100 | UL | -
Other |  | Edward Co Inc. | ESA 2000 System - Analog Photoelectric Detector | 6270B-200 | UL | -
Other |  | Edward Co Inc. | ESA 2000 System - Analog Detector Base | 6294B-100 | UL | -
Other |  | Edward Co Inc. | ESA 2000 System - Analog Detector Base c/w Relay | 6294B-R100 | UL | -
Other |  | Edward Co Inc. | ESA 2000 System - Manual Station Transponder | 6296B-100 | UL | -
Other |  | Edward Co Inc. | ESA 2000 System - Pullstation for Analog Controller | 6296B-270 | UL | -
Other |  | Edward Co Inc. | ESA 2000 System - Pullstation for Analog Controller | 6296B-K279 | UL | -
Other |  | Edward Co Inc. | ESA 2000 System - Pullstation for Analog Controller | 6296B-T279 | UL | -
Other |  | Edward Co Inc. | ESA 2000 System - Remote Transponder | 6297B-100 | UL | -
Other |  | Edward Co Inc. | ESA 2000 System - Remote Transponder | 6297B-200 | UL | -
Other |  | Edward Co Inc. | ESA 2000 System - Monitor Transponder | 6297B-300 | UL | -
Other |  | Edward Co Inc. | ESA 2000 System - Remote Transponder c/w Relay | 6297B-R100 | UL | -
Other |  | Edward Co Inc. | ESA 2000 System - Remote Transponder c/w Relay | 6297B-R200 | UL | -
Other |  | Edward Co Inc. | ESA 2000 System - Control Relay Transponder | 6298B-R100 | UL | -
Other |  | Edwards | Door Holders | 1501/1502/1509/1506-04/04T/01/01T/03/03T/02/02T |  | -
Other |  | Edwards | Door Holders | 1508/1505/1504-04/01/03/02 |  | -
Other |  | Elkhart Brass Manufacturing Co, Inc. | Monitor Nozzle | CJ-B | FMRC 5511: 15/9/1970 | -
Other |  | Erwin Sick GmbH | Electric Switching Amplifier | EN2EX | EN 50014: 1977+A1 to a5, 50020: 1977+A1 to A2, | -
Other |  | Erwin Sick GmbH | Photoelectric Safety Switch | WS/WS 24 exi | EN 50014, 50020 | -
Other |  | Fire Fighting Enterprises | Chubb Series 10000 - Main Display Keypad (MDK2) | 92-04 | SSL | -
Other |  | Fire Fighting Enterprises | Control Module Detector |  | SSL | -
Other |  | Fire Fighting Enterprises | Loop Alarm Module |  | SSL | -
Other |  | Fire-Lite Alarm Inc. | Remote Annunicator Fixed Module | AFM-16AF | UL | -
Other |  | Fire-Lite Alarm Inc. | Annunciator Fixed Module | AFM-16ATX | UL | -
Other |  | Fire-Lite Alarm Inc. | Annunciator Fixed Module | AFM-32AX | UL | -
Other |  | Fire-Lite Alarm Inc. | Signal System Control Unit | SFP-400 | UL | -
Other |  | Fire-Lite Alarm Inc. | Signal System Control Unit | SFP-400B | NFPA 72-1993 | -
Other |  | Franklin Electric Co Inc. | Electric Motor | Frame Size 56 (115/230V, 1-phase, 60/50 Hz, 0.75HP, 1726/1425 rpm, Class B Insulation, 1.0 Services Factor and Contunuous Duty) | UL 674 | -
Other |  | Franz Gysi AG | Gas High Pressure Selector Valve | Gysi-Sferoball 1.1/2" | CEA GEI-N 106/B,E | -
Other |  | Fulleon Synchrobell Ltd. | Weatherproof Sounder | DB5 | EN 50014, 50020 | -
Other |  | G.S. Building System Corp. | Trim Skirt | SIGA-TS | UL | -
Other |  | G/J Innovations Inc. | Sure Test Drain Valve | 1 1/4" |  | -
Other |  | G/J Innovations Inc. | Sure Test Drain Valve | 1" |  | -
Other |  | Gems Sensors | Shunt Diode Zernor barriers | 65800 series(111950, 111952, 111954, 111956, 114166) | UL | -
Other |  | Gems Sensors | Shunt Diode Zernor barriers | 65800 series(114074, 114072, 114175, 113000) | UL | -
Other |  | Gems Sensors | Level Switch | ELC-1100-IS series No 148932 | UL | -
Other |  | Gems Sensors | Level Switch | ELS-1100-IS series 148940, 148941 | UL | -
Other |  | Grinnell Fire Protection System Co Inc. | Supervisory Air Panel | F112 | FMRC | -
Other |  | Hochiki Corp. | Sounder Module | CHQ-B | EFSG/M/92/009, EFSG/F/95/007 | -
Other |  | Hochiki Corp. | Mini-zone Monitor | CHQ-MZ | EFSG/F/95/007: 1995 | -
Other |  | Hochiki Corp. | Dual-relay Controller | CHQ-R | EFSG/F/95/007: 1995 | -
Other |  | Hochiki Corp. | Switch Module | CHQ-S | EFSG/M/92/009: 1990, EFSG/F/95/007 | -
Other |  | Hochiki Corp. | Short Circuit Isolator | CHQ-SCI-S | EFSG/M/92/009, EFSG/F/95/0107 | -
Other |  | Hochiki Corp. | Dual-zone Monitor | CHQ-Z | EFSG/F/95/007: 1995 | -
Other |  | Hop Shing Manufactory | Fixed type fire hose reels | 10 | BS 5274: 1985 | -
Other |  | Hop Shing Manufactory | Swing type fire hose reels | 12 | BS 5274: 1985 | -
Other |  | Husky Corp. | Swivel Connectors | 1VI | UL 567 | -
Other |  | Husky Corp. | Swivel Connectors | 1VI-T | UL 567 | -
Other |  | Hwake Cable Glands Ltd. | Junction Boxes | PL 612 | BASEEFA | -
Other |  | I.E.I. (Austrlia) Pty. Ltd. | Very Early Smoke Detection Apparatus | VESDA Mark III | FM | -
Other |  | IMO Industries Inc. | Level Switch | LS-800 | FMRC-3615, FMRC-3600, RMRC-3810 | -
Other |  | James Hardie Building Servicess & Technologies Ltd. | Dry Powder Extinguisher | 112197 | SA | -
Other |  | James Hardie Building Servicess & Technologies Ltd. | Dry Powder Extinguisher | 112198 | SA | -
Other |  | KDG Mobrey Ltd. | Squing Vibrating Tine Level Sensor | 7-0/3-0/4/7/A/B/F-T-D/X-S-C-* | EN 50014: 1977 A1 to A5, EN 50020: 1977 A1 to A2 | -
Other |  | Kraus Group Inc. | Electronic Counter | Micon 500LN | C2'2.2 30-M1986, 142-M1987, CAN/CSA-2'2.2 157-92, UL 913, UL508, UL 1203 | -
Other |  | LEGRAND ATX | Tubular Floodlight | FLd | EN 50014: 1982, EN 50018: 1994, prEN 50281-1-1 | -
Other |  | Manufacturing Electrical/design Consultants Ltd. | Status Lamp | SL1 | BASEEFA | -
Other |  | Marioff Corp. Oy | Pre-engineered Fire Water Spray System | HI-FOG | FMRC | -
Other |  | Matrix Elektronik AG | Power Supply Unit | NEX-112-… | EN 50014, 50020 | -
Other |  | Matrix Elektronik AG | Series Assurix Ex I sensors type Ax-.. |  | EN 50014, 50020 | -
Other |  | Notifier, Div. of Pittway Corp. | Remote Repeater Module | RPT-F | UL 864 | -
Other |  | Notifier, Div. of Pittway Corp. | Remote Repeater Module | RPT-W | UL 864 | -
Other |  | Notifier, Div. of Pittway Corp. | Remote Repeater Module | RPT-WF | UL 864 | -
Other |  | Patent Engineeing Co Pte Ltd. | Conventional 1 to 120 Zones of Fire Alarm Panel complete with simulators | System 88 | BS EN 54-2: 1998, 54-4: 1998, CP 10: 1993 | -
Other |  | Pepperl + Fuchs GmbH | Cuboid-shaped Proximity Switch | NJ50-FP-N-P1 | EN 50014: 1977+A1 to A5, 50020: 1977+A1 to A5 | -
Other |  | Pepperl+Fuchs GmbH D-Mannheim | Power switch Amplifier | KFD2-SR2-Ex1.W | EN 50014, EN 50020 | -
Other |  | Phirex Australia | Electric Pump Unit | FALCH R5 | IMO MSC/Circular 668, IMO MSC/Circular 728 | -
Other |  | Phirex Australia | Fogex Water Fog Fire Protection System - Nozzles | FOGEX F20 | IMO MSC/Circular 668, IMO MSC/Circular 728 | -
Other |  | Phirex Australia | Fogex Water Fog Fire Protection System - Nozzles | FOGEX F27 | IMO MSC/Circular 668, IMO MSC/Circular 728 | -
Other |  | Pyrene Corp. | R1M Master Valve | 95928 | FMRC | -
Other |  | Pyrene Corp. | R1S Slave Valve | 95929 | FMRC | -
Other |  | Pyrene Corp. | Manual Actuator | 95933 | FMRC | -
Other |  | R. Stahl Schaltgeraete GmbH | Cable Gland | 8161 | EN 50014, 50019, 50020 | -
Other |  | R. Stahl Schaltgeraete GmbH | Optical Beacon | 6161/1-51-1 | EN 50014, EN 50018 | -
Other |  | R. Stahl Schaltgeraete GmbH | Light Element | 8010/2 | EN 50014+A1 to A5, EN 50018: 1977+A1 to A3, EN 50019: 1977+A1 to A5 | -
Other |  | R. Stahl Schaltgeraete GmbH | Contact Element | 8082/1-.-… | EN 50014: 1977+A1 to A5, EN 50018: 1977+A1 to A3, EN 50019: 1977+A1 to A5 | -
Other |  | R. Stahl Schaltgeraete GmbH | Control and Signalling Unit | 8084/11 | EN 50014, 50018, 50019, 50028 | -
Other |  | R. Stahl Schaltgeraete GmbH | Control and Signalling Unit | 8084/12 | EN 50014, 50018, 50019, 50028 | -
Other |  | R. Stahl Schaltgeraete GmbH | Junction Box / Terminal Box | 8118/1.1 | EN 50014, 50018, 50019, 50020 | -
Other |  | R. Stahl Schaltgeraete GmbH | Junction and Terminal Box | 8146/1 | EN 50014, 50019, 50020 | -
Other |  | R. Stahl Schaltgeraete GmbH | Control and Signalling Equipment Adapter | 8602/1-… | EN 50014+A1 to A5, EN 50019: 1977+A1 to A3 | -
Other |  | Sabre Gas Detection Ltd. | Sensor Housing Assemblies | 1 | BASEEFA | -
Other |  | Sabre Gas Detection Ltd. | Sensor Housing Assemblies | 2 | BASEEFA | -
Other |  | Sabre Gas Detection Ltd. | Junction Boxes | A | BASEEFA | -
Other |  | SEW-EURODRIVE GmBH & Co | Three-phase Alternating Current Motor | eDT80K4BCO5HR/TF | EN 50014: 1997+A1 to A5, 50018: 1977+A1 to A3, 50019: 1977+A1 to A5 | -
Other |  | Sieger Ltd. | Control System | 5700 |  | -
Other |  | Smart Equipamentos Industriais Ltd.a., Sertaozinho - Brazil | Transmitter | LD 301 | EN 50014: 1977 A1: A5, EN 50018: 1977 A1: A3 | -
Other |  | Solartron Mobrey Ltd. | Mobrey Control Unit | MCU ***P*-A** | EN 50014, EN 50020 | -
Other |  | Solartron Mobrey Ltd. | Mobrey Control Unit | MCU***W*-** ** | EN 50014, EN 50020 | -
Other |  | Solartron Mobrey Ltd. | Mobrey Control Unit | MCU***W*-**** | EN 50014, EN 50020 | -
Other |  | Solartron Mobrey Ltd. | Mobrey Control Unit | MCU90*WH-A | EN 50014, EN 50020 | -
Other |  | Solartron Mobrey Ltd. | Bibrating Fork Liquid Level Sensor | Squing 2 | EM 50014, EN 50020, EN 50284 | -
Other |  | SOR | Electronic Level Control | 670 with Probe Model 360 | EN 50014: 1977, NFC 23-514: 1982+A1 to A5; EN 50020: 1977, NFC 23-520: 1982 A1 to A5 | -
Other |  | System Sensor Pty. Ltd. | Input/Output Modules | ADC130 | AS 1630.4-1987+A1 to A2 | -
Other |  | System Sensor Pty. Ltd. | Input/Output Modules | ADM131 | AS 1630.4-1987+A1 to A2 | -
Other |  | The Reliable Automatic Sprinkler Co Inc. | Alarm Valve 65mm | E |  | -
Other |  | The Reliable Automatic Sprinkler Co Inc. | Alarm Valve 100mm | E |  | -
Other |  | The Reliable Automatic Sprinkler Co Inc. | Alarm Valve 150mm | E |  | -
Other |  | The Reliable Automatic Sprinkler Co Inc. | Alarm Valve 200mm | E |  | -
Other |  | Thorn Security Ltd. | Duct Frobe Unit | <P35 | LPC | -
Other |  | Thorn Security Ltd. | Duct Frobe Unit | SMP35 | LPC | -
Other |  | United Electric Controls Co | Temperature and Pressure Switch | 119 Series | EN 50014: 1997, NBN C23-001 add.1 to 4 | -
Other |  | United Electric Controls Co | Temperature and Pressure Switch | 119A Series | EN 50018: 1997, NBN C23-103 add. 1 to 2 | -
Other |  | United Electric Controls Co | Temperature and Pressure Switch | 120 Series | EN 50014: 1997, NBN C23-001 add.1 to 4, EN 50018: 1997, NBN (C23-103 add. 1 to 2) | -
Other |  | United Electric Controls Co | Temperature and Pressure Switch | 121 Series | EN 50014: 1997, NBN C23-001 add.1 to 4, EN 50018: 1997, NBN (C23-103 add. 1 to 2) | -
Other |  | United Electric Controls Co | Temperature and Pressure Switch | 122 Series | EN 50014: 1997, NBN C23-001 add.1 to 4, EN 50018: 1997, NBN (C23-103 add. 1 to 2) | -
Other |  | Victaulic Fire Safety Co | Alarm Valve | 751 | UL 193, FMRC 1041 | -
Other |  | Victaulic Fire Safety Co | Dry Pipe Valves | 756 | UL 260, FMRC 1021 | -
Other |  | Victaulic Fire Safety Co | Deluge Valves | 758 | UL 260, FMRC 1021 | -
Other |  | Warrick Controls, Inc. | Control Modules | 47-C/D/E-1-A | UL 913-1979 | -
Other |  |  | Smoke Detector | 2851 | UL, FIRTO | -
Other |  |  | Control Panel | 7516 | ULC | -
Other |  |  | Control Panel | 7532 | ULC | -
Other |  |  | Face fixed fire resisting steel rolling shuuter |  | BS476 22: 1987 | -
Other |  |  | Heat Detector | 4850 EC | UL, FIRTO | -
Other |  |  | Face fixed rolling shutter | FS1 | BS 476 22: 1987 | -
Other |  |  | IninsUL ated Steel-Curtain Fire Shutter | FS1 | BS 476 22: 1972 | -
Other |  |  | Face fixed rolling shutter | FS10 |  | -
Other |  |  | Face fixed rolling shutter | FS10 |  | -
Other |  |  | Face fixed rolling shutter | FS11 |  | -
Other |  |  | Face fixed rolling shutter | FS11 |  | -
Other |  |  | Face fixed rolling shutter | FS12 |  | -
Other |  |  | Face fixed rolling shutter | FS13 |  | -
Other |  |  | Face fixed rolling shutter | FS14 |  | -
Other |  |  | Face fixed rolling shutter | FS15 |  | -
Other |  |  | Face fixed rolling shutter | FS16 |  | -
Other |  |  | Face fixed rolling shutter | FS2 |  | -
Other |  |  | IninsUL ated Steel-Curtain Fire Shutter | FS2 | BS 476 22: 1972 | -
Other |  |  | Face fixed rolling shutter | FS21 |  | -
Other |  |  | Face fixed rolling shutter | FS22 |  | -
Other |  |  | Face fixed rolling shutter | FS25 |  | -
Other |  |  | Face fixed rolling shutter | FS26 |  | -
Other |  |  | Face fixed rolling shutter | FS27 |  | -
Other |  |  | Face fixed rolling shutter | FS3 | BS476 22: 197 | -
Other |  |  | IninsUL ated Steel-Curtain Fire Shutter | FS3 | BS 476 22: 1972 | -
Other |  |  | Face fixed rolling shutter | FS31 |  | -
Other |  |  | Face fixed rolling shutter | FS33 |  | -
Other |  |  | Face fixed rolling shutter | FS34 |  | -
Other |  |  | Face fixed rolling shutter | FS35 |  | -
Other |  |  | Face fixed rolling shutter | FS36 |  | -
Other |  |  | Face fixed rolling shutter | FS38 |  | -
Other |  |  | Face fixed rolling shutter | FS38 |  | -
Other |  |  | Face fixed rolling shutter | FS4 |  | -
Other |  |  | IninsUL ated Steel-Curtain Fire Shutter | FS4 | BS 476 22: 1972 | -
Other |  |  | Face fixed rolling shutter | FS42 |  | -
Other |  |  | Face fixed rolling shutter | FS43 |  | -
Other |  |  | Face fixed rolling shutter | FS44 |  | -
Other |  |  | Face fixed rolling shutter | FS48 |  | -
Other |  |  | IninsUL ated Steel-Curtain Fire Shutter | FS5 | BS 476 22: 1972 | -
Other |  |  | Face fixed rolling shutter | FS58 |  | -
Other |  |  | IninsUL ated Steel-Curtain Fire Shutter | FS6 | BS 476 22: 1972 | -
Other |  |  | IninsUL ated Steel-Curtain Fire Shutter | FS7 | BS 476 22: 1972 | -
Other |  |  | Face fixed rolling shutter | FS8 |  | -
Other |  |  | Face fixed rolling shutter | FS9 |  | -
Other |  |  | Face fixed rolling shutter | RS B1-7 |  | -
Other |  |  | Face fixed rolling shutter | RSL 3-12 | BS 476 22: 1987 | -
Other |  |  | Face fixed rolling shutter | RSL 3-13 |  | -
Other |  |  | Voltage Converter | W4220-4004 | FM | -
Other |  |  | Voltage Converter | W4220-4004 | FM | -